## HEA
Data from HEA |  |  |  | This is information about the building gathered from one, two, or three years of historical utility billing data, for electricity, water, and natural gas if any. Monthly data is analyzed to determine these parameters. Usage for space heating and cooling are normalized to a year with average weather.
parameter | value | units
eleckWh | 149000 | kWh
gasTherms | 15700 | therms
waterGallons | 954000 | gallons
siteNrgMMBtu | 2112 | MMBtu |  | Total site energy including electricity and natural gas expressed in millions of Btu.
cost | 85000 | dollars |  | Total cost of electric, gas, and water utilities.
EUI | 100.6 | kBtu/ft2 |  | Energy use index. Total energy use from all sources in thousands of Btu per square foot of gross area.
waterGpdBrAll | 62 | gallons per day per bedroom |  | This metric is for residential buildings.
waterGpdBrRes | 62 | gallons per day per bedroom
CO2ekgFt2 | 6 | kg of CO2e per ft2 gross
DHWkWh | 0 | kWh |  | DHW is domestic hot water. This line is for the portion of electricity that is used for heating DHW.
DHWtherms | 6753 | therms |  | This line is for the portion of natural gas that is used for heating DHW.
DHWkBtuFt2 | 32.7 | kBtu/ft2 |  | This line is for the total electricity and gas expressed as kBtu used for heating DHW per square foot of gross area.
spHeatkWh | 0 | kWh |  | Space heat electricity. Even buildings that are heated by natural gas use some electricity for burner fans and controls.
spHeatTherms | 8933 | therms |  | Space heat gas.
spHeatkBtuFt2 | 43.2 | kBtu/ft2 |  | This line is for the total electricity and gas expressed as kBtu used for space heating per square foot of gross area.
spClgkWh | 26169 | kWh |  | Space cooling.
spClgkBtuFt2 | 4.3 | kBtu/ft2
nonHVACkWh | 124000 | kWh |  | Non-HVAC electricity usage is the "baseload" electricity used for lights, appliances, plug loads and similar items. It does not include electricity used for space heating or cooling or for domestic hot water.
nonHVACkBtuFt2 | 20.4 | kBtu/ft2
gasApplTherms | 360 | therms
Monthly electricity usage
units | Jan | Feb | Mar | Apr | May | Jun | Jul | Aug | Sep | Oct | Nov | Dec
kWh | 11734 | 12375.5 | 10536.5 | 9407.8 | 10382.5 | 14363 | 17843 | 18521 | 13590.5 | 10595.2 | 10043 | 10205.5 | Montly profile of total electricity use for the building in a year of average weather, drawn from an analysis of historical billing data.
Monthly gas usage
units | Jan | Feb | Mar | Apr | May | Jun | Jul | Aug | Sep | Oct | Nov | Dec
therms | 2461.379 | 2820.1014 | 1428.7735 | 1363.6346 | 730.1533 | 562.3621 | 434.1231 | 516.3197 | 432.9339 | 1286.6708 | 1397.1045 | 2247.2396 | Montly profile of total gas use for the building in a year of average weather, drawn from an analysis of historical billing data.
Monthly water usage
units | Jan | Feb | Mar | Apr | May | Jun | Jul | Aug | Sep | Oct | Nov | Dec
gallonsAll | 79901.36 | 85227.12 | 63378.04 | 70102.56 | 82870.92 | 89288.76 | 83723.64 | 88069.52 | 73371.32 | 80237.96 | 82205.2 | 75518.08 | Montly profile of total water use for the building, drawn from an analysis of historical billing data.
gallonsRes | 79901.36 | 85227.12 | 63378.04 | 70102.56 | 82870.92 | 89288.76 | 83723.64 | 88069.52 | 73371.32 | 80237.96 | 82205.2 | 75518.08
Unit costs for utilities and CO2 factors
item | value | units
costElectricity | 0.2506 | $ per kWh |  | Unit cost information is extracted from the historical utility billing data. It should be an average of the most recent year. This is a blended average including all energy, demand, and fixed costs.
costGas | 1.22 | $ per therm
costWater | 0.03 | $ per gallon
carbonElectricity | 0.2839 | kg of CO2e per kWh |  | Carbon factors for electricity should be from the state, regional, or national grid. Units are kg of CO2 equivalent per kWh of electricity consumed at the site. The EPA is one source for such factors.
carbonGas | 5.31 | kg of CO2e per therm |  | Carbon factors for natural gas are quite standard. Units are kg of CO2 equivalent per therm consumed at the site.

## pumps fans
fansTbl | [13 empty] | List all fans with the appropriate data. This is used to determine the electricity use of the fans and pumps. The energy to condition outside air is determined from the "HVACventilation" inputs. The fan may be part of an air handler used for heating or cooling. The heating and cooling function is described in heatingSystemsTbl and coolingSystemsTbl.
1 | 2 | 3 | 4 | 5 | 6 | 7 | 8 | 9 | 10 | 11 | 12 | 13 | 14
Name | Quantity | MotorHP | FracConditioned | CalcMethod | Flow_cfm | TotalStaticPressure_inch | FanEff | MotorEff | MotorPowerDraw_kW | AvgSpeed | OperationHoursPerDay | StartMonth | EndMonth
Bath exhaust fans | 20 |  | 1 | InputMotorPower |  |  |  |  | 0.05 | 1 | 1.5 | 1 | 12 | Col.1 name. User defined name for the fan or set of fans.
Ventilation fans | 2 | 1 | 0 | ComputeMotorPower | 4000 | 1 | 0.6 | 0.62 |  | 1 | 12 | 10 | 6 | Col. 2. quantity. Where there are many similar fans, such as bathroom exhaust fans, or identical air handlers, list on one row.
Col. 3. motorHP. Nominal, i.e. nameplate, fan motor horsepower.
Col. 4. fracConditioned is the fraction of internal gains delivered to conditioned space. fracCond depends on the location of the fan or air handling unit in or out of the building, and the location of the fan motor in or out of the air stream. This is a number between 0 and 1. If all the fan motor heat is delivered to the building, enter 1. If the fan motor is outside and none of the motor heat is delivered to the building, enter 0.
Col. 5. calcMethod. Calc method 1 means the motor input power will be calculated based on the flow and pressure. In this case, values must be entered in columns 6, 7, 8, and 9. Calc method 2 is when the input kW is known and entered directly in Col. 10. In this case do not enter values in columns 6, 7, 8, and 9.
Col. 6. cfm. Total air flow (at full speed) in cubic feet per minute. Needed for calc method 1.
Col. 7. TSPinch. Total static pressure on the fan in inches water gauge. Needed for calc method 1.
Col. 8. fanEff. Fan efficiency. Needed for calc method 1.
Col. 9. motorEff. Motor efficiency. Needed for calc method 1.
Col. 10. kW. Motor input power draw in kiloWatts, if known. Needed for calc method 2.
Col. 11. avgSpeed. If the fan is variable speed, enter the approximate average speed or flow fraction when it is running as a decimal 0 to 1. For example, if a speed control is set at 50%, enter .5. If a variable air volume fan operates under pressure control, and is observed to vary between 60% and 80% speed, enter an estimated average of .7.
Col. 12. hrsDay. Hours per day the fan is in operation, for those months of the year when it is running.
Col. 13. startMonth. For fans that operate seasonally, enter the month of the start of the season as a number (January = 1). It is not necessary for the start month to be prior to the end month. For example, an air handler that operates in winter could have a start month of 10 (October), and an end month of 5 (May). A cooling tower fan that operates in summer could have a start month of May (5), and an end month of September (9).
Col. 14. endMonth. For fans that operate seasonally, enter the month of the end of the season.
pumpsTbl | 2 | 3 | 4 | 5 | 6 | 7 | 8 | 9 | 10 | 11 | 12 | 13 | 14 | The input fields for pumps are the same as those for fans. Instead of flow in cfm, enter flow in gpm. Instead of pressure in inches water gauge, enter feet of head.
Name | Quantity | MotorHP | FracConditioned | CalcMethod | Flow_gpm | HeadPressure_ft | PumpEff | MotorEff | MotorPowerDraw_kW | AvgSpeed | OperationHoursPerDay | StartMonth | EndMonth
System pump | 1 | 0.33 | 0 | ComputeMotorPower | 45 | 18.5 | 0.6 | 0.5 |  | 90% | 24 | 10 | 5 | Col.1 name. User defined name for the pump or set of pumps.
DHW recirc pump | 1 | 0.083 | 0 | ComputeMotorPower | 16 | 7 | 0.4 | 0.4 |  | 100% | 24 | 1 | 12 | Col. 2. quantity. Where there are many similar pumps, such as zone circulators, list on one row.
CHW pump | 1 | 2 | 1 | InputMotorPower |  |  |  |  | 1.2 | 100% | 24 | 5 | 9 | Col. 3. motorHP. Nominal, i.e. nameplate, pump motor horsepower.
pump4 | [13 empty] | Col. 4. fracConditioned is the fraction of internal gains delivered to conditioned space. fracCond depends on the location of the pump in or out of the building, and the location of the pump motor in or out of the water flow. This is a number between 0 and 1. If all the pump motor heat is delivered to the building, enter 1. If the pump motor is outside and none of the motor heat is delivered to the building, enter 0.
pump5
pump6
pump7
pump8 | [13 empty] | Col. 5. calcMethod. Calc method 1 means the motor input power will be calculated based on the flow and pressure. In this case, values must be entered in columns 6, 7, 8, and 9. Calc method 2 is when the input kW is known and entered directly in Col. 10. In this case do not enter values in columns 6, 7, 8, and 9.
pump9
pump10
Col. 6. gpm. Full water flow in gallons per minute. Needed for calc method 1.
[5 empty] | bhp | kW each | all kW | Jan KWh | [5 empty] | Col. 7. ftHead. Pressure head seen by the pump in feet. Needed for calc method 1.
drop down list for calculation method |  |  |  |  | 1.0492 | 1.2624 | 2.5249 | 939.2509 | [5 empty] | Col. 8. pumpEff. Pump efficiency. Needed for calc method 1.
ComputeMotorPower | [13 empty] | Col. 9. motorEff. Motor efficiency. Needed for calc method 1.
InputMotorPower | [13 empty] | Col. 10. kW. Motor input power draw in kiloWatts, if known. Needed for calc method 2.
Col. 11. avgSpeed. If the pump is variable speed, enter the approximate average speed or flow fraction when it is running as a decimal 0 to 1. For example, if a speed control is fixed at 50%, enter .5. If a pump operates under differential pressure control, and is observed to vary between 60% and 80% speed, enter an estimated average of .7.
Col. 12. hrsDay. Hours per day the pump is in operation, for those months of the year when it is running.
Col. 13. startMonth. For pumps that operate seasonally, enter the month of the start of the season as a number (January = 1). It is not necessary for the start month to be prior to the end month. For example, a heating hot water pump that operates in winter could have a start month of 10 (October), and an end month of 5 (May). A condenser water pump that operates in summer could have a start month of May (5), and an end month of September (9).
Col. 14. endMonth. For pumps that operate seasonally, enter the month of the end of the season.

## heatcool
heatingSystemTbl
1 | 2 | 3 | 4 | 5 | 6 | 7 | 8 | 9 | 10 | 11 | 12 | 13 | 14 | 15 | 16 | 17 | 18 | 19 | 20 | 21 |  | These inputs describe the heating and cooling systems in the building.
heatingSystemName | type | capacity | capUnits | ratedEff1 | eff1Units | ratedEff2 | eff2Units | controlskW | janFrac | febFrac | marFrac | aprFrac | mayFrac | junFrac | julFrac | augFrac | sepFrac | octFrac | novFrac | decFrac |  | Col. 1. Heating system name. Enter a user defined name for the system(s).
existingGasSys | type1 | 400 | kBtu/hr | 0.92 | thermal efficiency (gross output / input) |  |  | 0.05 | 75% | 75% | 75% | 75% | 75% | 75% | 75% | 75% | 75% | 75% | 75% | 75% |  | Col. 2. type. Identify system type using the drop down menu.
heatPump | type8 | 120 | kBtu/hr | 4.35 | ASHP heating COP at 47F (AHRI) | 9.2 | ASHP HSPF | 0.06 | 25% | 25% | 25% | 25% | 25% | 25% | 25% | 25% | 25% | 25% | 25% | 25% |  | Heating systems in the building can be combined or entered separately. For example, if there are ten heat pumps and each one serves approximately 10% of the building, and if they have similar characteristics, you can combine them as one system. Enter the combined capacity of all of them and the average efficiency on one line, and enter 100% for each month fraction. It is also possible to enter each system on a different line, in which case the fraction of the building served by each system for each month must be entered.
Col. 3. capacity. Enter the capacity of the single or combined systems.
Col. 4. capUnits. Enter the capacity units using the drop down menu.
Cols. 5, 6, 7, and 8. The user can enter one or two efficiency metrics. Two would be used, for example, for a heat pump that has rated COP's at 47F and 5F, or to enter both EER and SEEER.
If only using a single efficiency metric, do not enter values in columns 7 and 8.
Enter the type of efficiency metric in column 6 (and column 8 if needed) using the drop down menu. For example thermal efficiency, AFUE, COP at 47F, EER, EER2, SEER, etc.
coolingSystemTbl | [21 empty] | If no value is entered in columns 5 to 8, default values will be used based on the system type entered in column 2. The user can view and edit the default values of system maximum heating and cooling efficiency, distribution efficiency, and efficiency as a function of outdoor air temperature in the HVAC system data table.
coolingSystemName | type | capacity | capUnits | ratedEff1 | eff1Units | ratedEff2 | eff2Units | controlskW | janFrac | febFrac | marFrac | aprFrac | mayFrac | junFrac | julFrac | augFrac | sepFrac | octFrac | novFrac | decFrac |  | COP coefficient of performance |  |  |  | EER energy efficiency ratio
coolingSystem | type3 | 40 | tons | 12 | EER2 | 20.2 | SEER | 0.05 | 100% | 100% | 100% | 100% | 100% | 100% | 100% | 100% | 100% | 100% | 100% | 100% |  | AFUE annual fuel utilization efficiency |  |  |  | SEER seasonal energy efficiency ratio
[22 empty] | ASHP air source heat pump |  |  |  | IEER integrated energy efficiency ratio
[22 empty] | HSPF heating season performance factor |  |  |  | IPLV integrated part load value
WSHP water source heat pump
GSHP ground source heat pump
Col. 9. controlskW is the 24 hour average electric draw for controls and any internal pump. This number should be entered for both gas and electric heating equipment. It is electricity used by on-board controls that does not contribute to heating or cooling. If no value is entered, a default will be provided based on the system type.
HVACefficiency | Jan | Feb | Mar | Apr | May | Jun | Jul | Aug | Sep | Oct | Nov | Dec | [9 empty] | Cols. 10-21. Month fraction columns. If there is more than one system, enter the fraction of the load served by each system each month. Often the fraction will be the same for all 12 months. However this allows, for example, a building that is operated such that a gas boiler runs with priority in the coldest months, and heat pumps take priority in milder months.
heating system efficiency % | 90% | 90% | 90% | 88% | 86% | 86% | 86% | 86% | 86% | 88% | 90% | 90%
htg distribution efficiency % | 70% | 70% | 70% | 70% | 70% | 70% | 70% | 70% | 70% | 70% | 70% | 70%
cooling system efficiency COP | 4.5 | 4.5 | 4.5 | 4.5058 | 4.1468 | 3.9003 | 3.6084 | 3.7195 | 3.9486 | 4.3024 | 4.5 | 4.5
clg distribution efficiency % | 98% | 98% | 98% | 98% | 98% | 98% | 98% | 98% | 98% | 98% | 98% | 98% | [9 empty] | The method is the same for cooling equipment. If a single air handler or heat pump provides both heating and cooling, enter it twice under both heating and cooling equipment.
If any systems operate in series, for example a boiler and water source heat pumps, both must be entered, and the user must estimate the fraction of load carried by each.
HVACdates | Jan: value; Feb: These are the dates the heating and cooling systems are available. Outside of these dates, there will be no heating or cooling energy. | [9 empty] | Enter cooling tower fans in the fans input section.
htgStrtDate | Jan: 2023-10-01; Feb: heating season start date in the fall, i.e. September or October | [9 empty] | Enter all pumps associated with heating and cooling in the pumps input section.
htgEndDate | Jan: 2023-05-15; Feb: heating season end date in the spring.
clgStrtDate | Jan: 2023-05-15; Feb: cooling season start date (spring or summer)
clgEndDate | Jan: 2023-10-15; Feb: cooling season end date (late summer or early fall)
HVACtimes | Jan: value; Feb: Within the monthly format, there is allowance for two time periods each day, allowing for a night setback for heating, or "set up" for cooling.
htg1StrtTime | Jan: 6:00; Feb: time 1 period end time must be after start time. time 1 can vary but is mainly daytime hours. The calculation assumes that solar gains occur during time period 1.
htg1EndTime | Jan: 18:00; Feb: time 2 period will be calculated automatically to be all other hours, typically night time.
clg1StrtTime | Jan: 6:00
clg1EndTime | Jan: 18:00
HVACsetpoints | Jan: value
htg1Setpt | Jan: 72; Feb: htg1Setpt is the heating thermostat setpoint for time period 1 or "occupied" hours, generally day time.
htg2Setpt | Jan: 72; Feb: htg2Setpt is the thermostat setpoint for heating in time period 2 or "unoccupied" hours, often night time. If there is no setback, enter the same value for both setpoints.
clg1Setpt | Jan: 72; Feb: clg1Setpt is the thermostat cooling setpoint for time period 1.
clg2Setpt | Jan: 72; Feb: clg2Setpt is the thermostat cooling setpoint for time period 2. If there is no setback, enter the same value for both setpoints.
targetRHsummer | Jan: 50; Feb: Enter the relative humidity (RH) as a number between 1 and 100 that the cooling system will achieve, either because of dehumidistat control, or simply because the building is effectively cooled. This value will generally be between 50 and 65. If there is no cooling, do not enter a value.
targetRHwinter | Feb: If humidity is controlled in heating season, enter the setpoint relative humidity. If it is not controlled in heating season, do not enter a value.
HVACventilation | Jan: type; Feb: cfm; Mar: hoursDayTime1; Apr: hoursDayTime2; May: HeatingSensibleEfficiency; Jun: CoolingTotalEfficiency; Aug: This input block is for supply fans that introduce outdoor air to the building, exhaust fans that exhaust air from the building, or air handlers, including ERV's, that do both. This information is used to calculate the energy required to condition outside air. The interaction of mechanical ventilation and air leakage is approximated as sub-additive using the formula in ASHRAE Fundamentals Handbook 2021 16.26.
ventilator1 | Jan: ExhaustFan; Feb: 1100; Mar: 0.5; Apr: 0.5
ventilator2 | Jan: SupplyFan; Feb: 400; Mar: 8; Apr: 0
ventilator3 | Jan: ERV; Feb: 200; Mar: 12; Apr: 0; May: 0.8; Jun: 0.5; Aug: The electricity used by the fans is calculated elsewhere, so these fans must ALSO be entered in the "fans" inputs.
ventilator4 | Jan: AirHandlingUnit; Feb: 500; Mar: 4; Apr: 2; Aug: First column. Enter the name of the fan or air handler.
ventilator5 | Aug: Col. 2. type. Use the drop down list to select ventilation type. Air handling units are assumed to have balanced outside air supply and exhaust, and no heat recovery. If an air handling unit has only outside air supply, or only exhaust, enter it as "supply fan" or "exhaust fan."
ventilator6 | Aug: Col. 3. cfm. Enter the total outside air supply, or exhaust, air flow for all fans in each row combined. For example, if row 1 is bath exhaust fans, for 22 units with one fan at 50 cfm each, enter 1100 cfm.
If the ventilation type is an "air handling unit," enter the the estimated average outside air provided by the unit. For example, if a 2000 cfm total flow air handling unit has an outside air damper with the damper typically set at 10% open, outside air flow could be estimated at 200 cfm. Referring to a balancing report or design schedule, or taking a field measurement will of course increase accuracy.
Cols. 4 & 5. hoursDay1 and hoursDay2 is the total estimated run time per day in time period 1 and time period 2.
For example, if a fan runs 24/7, and time period 1 is 12 hours, and time period 2 is 12 hours, enter 12 for hoursDay1 and hoursDay2.
Col. 6. htgSensEff. This applies only to energy recovery ventilators (ERV's). Sensible efficiency in heating mode. If no energy recovery, do not enter a value.
Col. 7. clgTotalEff. This applies only to energy recovery ventilators (ERV's). Total efficiency in cooling mode. If no energy recovery, do not enter a value.
Default Heating System Efficiencies
| Jan: defaultDistribEff; Feb: defaultHeatingEff; Mar: effUnits; Apr: efficiency = polynomial function of HWRT or OAT; Sep: eff units | [7 empty] | if OAT is | 50 | 30 | 10 | -10 | 47 | 30
heating drop down list |  |  |  | ^4 | ^3 | ^2 | ^1 | constant |  | OAThi | HWSTlo | OATlo | HWSThi | sysDT | PTHP_OATswitch | Notes |  |  |  |  | boiler eff |  |  |  | PTHP eff
condensing gas boiler with OA reset | 0.97 | 0.95 | thermal efficiency (gross output / input) | -1.6528e-08 | 2.2123e-06 | -7.1901e-05 | 0.00064409 | 0.87292 | thermal efficiency (gross output / input) | 60 | 120 | 10 | 170 | 15 |  | thermal efficiency as function of HWRT |  |  |  |  | 0.89862 | 0.87388 | 0.87422 | 0.85691 | 5.0043 | 3.7303 | type1
condensing gas boiler without OA reset | 0.95 | 0.95 | thermal efficiency (gross output / input) | 0 | 0 | 0 | 0 | 0.8734 | thermal efficiency (gross output / input) | 60 | 170 | 10 | 170 | 15 |  | thermal efficiency as function of HWRT |  |  |  |  | 0.8734 | 0.8734 | 0.8734 | 0.8734 |  |  | type2
non-condensing gas/oil boiler with OA reset | 0.97 | 0.84 | thermal efficiency (gross output / input) | 0 | 0 | 0 | 0.00011581 | 0.83331 | thermal efficiency (gross output / input) | 60 | 140 | 10 | 170 | 15 |  | thermal efficiency as function of HWRT |  |  |  |  | 0.8391 | 0.83678 | 0.83447 | 0.83215 |  |  | type3
non-condensing gas/oil boiler without OA reset | 0.95 | 0.84 | thermal efficiency (gross output / input) | 0 | 0 | 0 | 0 | 0.83375 | thermal efficiency (gross output / input) | 60 | 170 | 10 | 170 | 15 |  | thermal efficiency as function of HWRT |  |  |  |  | 0.83375 | 0.83375 | 0.83375 | 0.83375 |  |  | type4
condensing gas furnace | 0.925 | 0.92 | AFUE | 0 | 0 | 0 | 0 | 0.92 | AFUE | [11 empty] | 0.92 | 0.92 | 0.92 | 0.92 |  |  | type5
non-condensing gas/oil furnace | 0.925 | 0.8 | AFUE | 0 | 0 | 0 | 0 | 0.8 | AFUE | [11 empty] | 0.8 | 0.8 | 0.8 | 0.8 |  |  | type6
air source heat pump - < 6 tons - ducted | 0.92 | 3.05 | ASHP heating COP at 47F (AHRI) | 0 | -2.2722e-06 | 0.00054546 | -0.0097198 | 2.6178 | COP | [6 empty] | COP curve as function of OAT drybulb. User entered heating efficiency as COP at 47F can be used to adjust the constant, shifting the curve up or down. | [10 empty] | type7
air source heat pump - < 6 tons - non-ducted | 0.96 | 3.05 | ASHP heating COP at 47F (AHRI) | 0 | -2.2722e-06 | 0.00054546 | -0.0097198 | 2.6178 | COP | [6 empty] | COP curve as function of OAT drybulb | [10 empty] | type8
air source heat pump / VRF - >=6 tons ducted | 0.92 | 3.25 | ASHP heating COP at 47F (AHRI) | 0 | 1.3571e-05 | -0.00021865 | 0.01921 | 2.0594 | COP | [6 empty] | COP curve as function of OAT wetbulb | [10 empty] | type9
air source heat pump / VRF - >=6 tons non-ducted | 0.96 | 3.5 | ASHP heating COP at 47F (AHRI) | 0 | 1.3571e-05 | -0.00021865 | 0.01921 | 2.0594 | COP | [6 empty] | COP curve as function of OAT wetbulb | [10 empty] | type10
electric resistance | 1 | 0.99 | thermal efficiency (gross output / input) | 0 | 0 | 0 | 0 | 0.99 | thermal efficiency (gross output / input) | [17 empty] | type11
PTHP (packaged terminal heat pump) | 1 | 3.5 | ASHP heating COP at 47F (AHRI) | 0 |  | -0.00064172 | 0.074939 | 1.4822 | COP | [5 empty] | 40 | linear fit is only good down to 40F. Below that COP is 1 for resistance heat. Adjust constant using user entered COP47 if different from default value. | [10 empty] | type12
water source heat pump | 0.96 | 5 | WSHP COP average | 0 | 0 | 0 | 0 | 5 | COP | [17 empty] | type13
ground source heat pump | 0.96 | 3.5 | GSHP COP average | 0 | 0 | 0 | 0 | 3.5 | COP | [17 empty] | type14
none | [26 empty] | type15
Default Cooling System Efficiencies
| defaultDistribEff | defaultCoolingEff | effUnits | efficiency = polynomial function of outdoor air temp °F |  |  |  |  | eff units
cooling drop down list | Apr: OAT^4; May: OAT^3; Jun: OAT^2; Jul: OAT^1; Aug: constant
window air conditioners | Jan: 1; Feb: 10; Mar: CEER; Aug: 10; Sep: CEER | [14 empty] | type1
air source heat pump - <6 tons - ducted | 0.92 | 10 | EER |  | 9.0091e-06 | -0.00094463 | -0.19513 | 27.8055 | EER |  |  | EER curve as function of OAT drybulb | [14 empty] | type2
air source heat pump - <6 tons - non-ducted | 0.96 | 10 | EER |  | 9.0091e-06 | -0.00094463 | -0.19513 | 27.8055 | EER |  |  | EER curve as function of OAT drybulb | [14 empty] | type3
air source heat pump / VRF - >=6 tons ducted | 0.92 | 10.6 | EER | 0 | 9.0585e-06 | -0.0025374 | 0.08177 | 19.4963 | EER |  |  | EER curve as function of OAT wetbulb | [14 empty] | type4
air source heat pump / VRF - >=6 tons non-ducted | 0.96 | 10.6 | EER | 0 | 9.0585e-06 | -0.0025374 | 0.08177 | 19.4963 | EER |  |  | EER curve as function of OAT wetbulb | [14 empty] | type5
PTAC (packaged terminal air conditioner) or PTHP | Jan: 1; Feb: 10; Mar: EER; Jul: -0.13912; Aug: 24.4785; Sep: EER | [14 empty] | type6
water source heat pump | Jan: 0.97; Feb: 15; Mar: EER; Aug: 15; Sep: EER | [14 empty] | type7
ground source heat pump | Jan: 0.97; Feb: 21; Mar: EER; Aug: 21; Sep: EER | [14 empty] | type8
water cooled chiller | Jan: 0.97; Feb: 5.5; Mar: IPLV; Aug: 5.5; Sep: COP | [14 empty] | type9
air cooled chiller | Jan: 0.97; Feb: 3.7; Mar: IPLV; Aug: 3.7; Sep: COP | [14 empty] | type10
none | [26 empty] | type11 | bar: Jan to Sep
type12 | bar: Jan to Sep
type13 | bar: Jan to Sep
type14 | bar: Jan to Sep
ventilation drop down list | Jan: heating efficiency drop down list; May: cooling efficiency drop down list; Aug: capacity units drop down list
ExhaustFan | Jan: thermal efficiency (gross output / input); May: EER; Aug: kBtu/hr
SupplyFan | Jan: combustion efficiency; May: EER2; Aug: tons
AirHandlingUnit | Jan: AFUE; May: SEER
ERV | Jan: ASHP heating COP at 47F (AHRI); May: SEER2
| ASHP heating COP at 17F |  |  |  | IEER
| ASHP heating COP at 5F |  |  |  | IPLV
| ASHP HSPF |  |  |  | CEER
WSHP COP average
GSHP COP average

## BGsurfaces
Item | BGwallArea_ft2 | BGwallInsulR | WallInsulDepthBelowGrade_ft | BGfloorArea_ft2 | BGfloorInsulR | BasementDepthBelowGrade_ft | BasementTemp_F | BasementPerimeter_ft | BasementMinDimension_ft | SoilThermalConductivity | GroundSurfaceTempAmplitude_F | GroundMeanAnnualTemp_F | PhaseConstantForTimeLag_days
1stBGsurfaces | 880 | 4 | 4 | 1627 | 5 | 8 | 70 | 100 | 20 | k typical | 22 | 52 | 35
2ndBGsurfaces | 1000 | 0 | 0 | 2000 | 0 | 10 | 70 | 1500 | 25 | k wet, fine grained | 22 | 52 | 35
3rdBGsurfaces
4thBGsurfaces
5thBGsurfaces
Soil thermal conductivity and wall uninsulated R value
soilType | value | units
k typical | 0.8 | Btu/h-ft-°F | These are fixed values of soil conductivity used for calculating below grade heat loss. The user does not need to enter values here, but they are editable by the user.
k well graded | 1.5 | Btu/h-ft-°F
k dry, fine-grained | 0.5 | Btu/h-ft-°F
k damp, fine-grained | 0.7 | Btu/h-ft-°F
k wet, fine grained | 1 | Btu/h-ft-°F
R typical uninsulated concrete walls | 1.47 | hr-ft2-°F/Btu | This is the R value of a standard uninsulated concrete foundation wall, 8" thick, with the interior air film only, for use in below grade heat loss calculation. It is sufficiently close for thicknesses greater or lesser than 8".

## env
Building Structure | [11 empty] | Guidance for estimating air leakage rates. | [7 empty] | Table for shielding class |  |  | Table for estimating thermal mass
IntVolumeFt3 | 640000 | Interior volume is based on interior dimensions and excludes partition walls and floors. See PHIUS guidelines. | [9 empty] | Very leaky buildings may have numbers significantly higher than these guidelines.
AirLeakageRate | 0.55 | Estimate air leakage rate or use blower door test results. See guidance for estimates. | [10 empty] | RDH | ASHRAE Fundamentals
AirLeakageRateUnits | cfm50/ft2 | [10 empty] | Condition | CFM50/ft2 | CFM50/ft2
ShieldingClass | 2 | Value from 1 no obstructions to 5 very heavy shielding. See table. | [9 empty] | Tight | 0.19208 | 0.076832
BuildingThermalMass | light | Identify the building construction as "light," "medium," or "heavy." See table. | [9 empty] | Average | 0.53782 | 0.2305
[12 empty] | Leaky | 0.76832 | 0.46099
external shading
Name | OpaqueSurfaceType | Area_ft2 | Rvalue | Azimuth_deg | Tilt_deg | SurfaceEmittance | Jan | Feb | Mar | Apr | May | Jun | Jul | Aug | Sep | Oct | Nov | Dec |  | Notes
eastWall | wall | 4000 | 5.9 | 90 | 90 | 0.9 | 0.8 | 0.8 | 0.8 | 0.4 | 0.4 | 0.4 | 0.4 | 0.4 | 0.4 | 0.8 | 0.8 | 0.8 |  | Net area of opaque surface excluding windows, skylights, doors, and adiabatic surfaces such as a common wall with another unheated building.
southWall | wall | 4000 | 5.9 | 180 | 90 | 0.9 | 0.55 | 0.55 | 0.55 | 0.55 | 0.55 | 0.55 | 0.55 | 0.55 | 0.55 | 0.55 | 0.55 | 0.55
westWall | wall | 4000 | 5.9 | 270 | 90 | 0.9 | 0.57 | 0.57 | 0.57 | 0.57 | 0.57 | 0.57 | 0.57 | 0.57 | 0.57 | 0.57 | 0.57 | 0.57 |  | For a "roof" or "atticFloor" element, this should be the thermal boundary of the building associated with that component. If the building is insulated at the roof, it is the actual roof area, accounting for slope. If there is an attic insulated at the floor level, enter the area of the attic floor.
northWall | wall | 4000 | 5.9 | 0 | 90 | 0.9 | bar: external shading Jan to external shading Dec
northRoof | roof | 3000 | 14 | 0 | 30 | 0.9 | bar: external shading Jan to external shading Dec
southRoof | roof | 3000 | 14 | 180 | 30 | 0.9 | [13 empty] | For a door, this is the area including frame. If the door has a significant area of glass, include the glass area in glazing. | bar: external shading Jan to external shading Dec
mainDoor | door | 40 | 2 | 180 | 90 | 0.9 | 0.55 | 0.55 | 0.55 | 0.55 | 0.55 | 0.55 | 0.55 | 0.55 | 0.55 | 0.55 | 0.55 | 0.55 |  | Overhanging floor refers to the floor of a portion of the building that is cantilevered or overhanging, if any.
sideDoor | door | 22 | 2 | 90 | 90 | 0.9 | 0.8 | 0.8 | 0.8 | 0.4 | 0.4 | 0.4 | 0.4 | 0.4 | 0.4 | 0.8 | 0.8 | 0.8 |  | Enter separate areas for each façade identifying the azimuth and tilt. Walls have a tilt of 90; flat roofs have a tilt of 0.
backDoor | door | 22 | 2 | 0 | 90 | 0.9 | [13 empty] | Areas should be taken from building plans or from field measurements. | bar: external shading Jan to external shading Dec
R values should be calculated based on a knowledge of the construction of the components.
external shading
GlazingType | Name | Quantity | Width_in | Height_in | FrameWidth_in | Uvalue | SHGC | Azimuth_deg | Tilt_deg | Jan | Feb | Mar | Apr | May | Jun | Jul | Aug | Sep | Oct | Nov | Dec | Notes
window | northWindows | 30 | 30 | 54 | 2 | 0.33 | 0.57 | 14 | 90 | 0.8 | 0.8 | 0.8 | 0.4 | 0.4 | 0.4 | 0.4 | 0.4 | 0.4 | 0.8 | 0.8 | 0.8 | For each glazing type, enter the solar heat gain coefficient (SHGC), and the U value in Btu/hr-ft2-°F. If there are two different types of glazing on one façade, use one row for each type of glazing. Estimate the shading due to trees and buildings for each month for each façade. Ideally this would be based on a shading reading taken with an instrument such as solar pathfinder. At a minimum the buildings and trees that affect each façade should be noted during the site visit.
window | southWIndows | 20 | 30 | 54 | 2 | 0.33 | 0.57 | 194 | 90 | 0.55 | 0.55 | 0.55 | 0.55 | 0.55 | 0.55 | 0.55 | 0.55 | 0.55 | 0.55 | 0.55 | 0.55
window | eastWindows | 150 | 40 | 54 | 2 | 0.33 | 0.57 | 104 | 90 | 0.57 | 0.57 | 0.57 | 0.57 | 0.57 | 0.57 | 0.57 | 0.57 | 0.57 | 0.57 | 0.57 | 0.57
window | westWindows | 30 | 30 | 54 | 2 | 0.33 | 0.57 | 284 | 90 | 0.5 | 0.5 | 0.5 | 0.5 | 0.5 | 0.5 | 0.5 | 0.5 | 0.5 | 0.5 | 0.5 | 0.5
skylight | skylights | 10 | 24 | 54 | 2 | 0.4 | 0.6 | 0 | 30 | 1 | 1 | 1 | 1 | 1 | 1 | 1 | 1 | 1 | 1 | 1 | 1 | Enter width and height of window/skylight/curtain wall unit in inches, and the number of identical units on a given façade.
[5 empty] | 2 | [16 empty] | Glazing dimensions are for the window unit, including the glass area and the window frame.
Enter separate areas for each façade identifying the azimuth and tilt. Vertical windows have a tilt of 90; skylights are at roof tilt.
Frame area will be subtracted from window unit area to determine the actual glazed area.
[12 empty] | jan | feb | mar | skylight
Slab on Grade | [6 empty] | external shading May: solar; external shading Jun: 0.56025; external shading Jul: 0.96459; external shading Aug: 2.2415
Perimeter_ft | Ffactor | Area_ft2 |  |  |  |  | external shading May: area; external shading Jun: 69.4444; external shading Jul: 69.4444; external shading Aug: 69.4444
80 | 0.7 | 750 | This is the perimeter of a slab on grade building, or portion of a building that is slab on grade. |  |  |  | external shading Jun: 217.9809; external shading Jul: 338.9813; external shading Aug: 872.1183
|  |  | The F factor is from a table in ASHRAE standard 90.1. In 90.1-2019 it is in table A6.3.1-1. |  |  |  | external shading Jun: 200.7; external shading Jul: 312.2; external shading Aug: 803.1
|  |  | The area of the slab on grade is used to determine the total six-sided shell area of the building. |  |  |  | external shading Jun: 0.92072; external shading Jul: 0.92099; external shading Aug: 0.92086
Item | 1stBGsurfaces | 2ndBGsurfaces | 3rdBGsurfaces | Units |  |  | external shading Oct: US map with ground surface temperature amplitudes
BGwallArea | 880 |  |  | ft2 | Below grade wall area of a basement or crawl space if any. Portions of a basement or crawl space wall that are above grade should be entered as a normal wall type.
BGwallInsulR |  |  |  | hr-ft2-°F/Btu
BGfloorArea | 1627 |  |  | ft2 | Below grade floor area of a basement or crawl space. If the building is slab on grade, enter zero here.
BGfloorInsulR | 5 |  |  | hr-ft2-°F/Btu
BasementTempSetpoint | 70 |  |  | F
BasementDepthBelowGrade | 4 |  |  | ft | Or crawl space. If the grade slopes, take an average value.
WallInsulDepthBelowGrade | 4 |  |  | ft | The depth below grade that is insulated, if any.
BasementPerimeter | 100 |  |  | ft | The perimeter of the below grade basement or crawl space.
BasementMinDimension | 20 |  |  | ft | The smallest dimension of the footprint. For a rectangular space, this is just the shortest side.
SoilThermalConductivity | k typical |  |  | Btu/h-ft-°F | Use drop down menu. If not known, the "typical" value is default.
GroundSurfaceTempAmplitude | 22 |  |  | F | This is specific to location, and is found in figure 13 on page 18.40 in the 2021 ASHRAE Fundamentals Handbook, or on page 85 of "Building Foundation Design Handbook," Labs et al., Underground Space Center, University of Minnesota, 1988. See US map with temperatures.
GroundMeanAnnualTemp | 52 |  |  | F | This can be approximated as the mean annual air temperature at a location.
PhaseConstantForTimeLag | 35 |  |  | days | This is used to calculate the ground surface temperature in each month. It is the number of days after January 1 when the ground surface temperature is at a minimum. A value of 35 days should be sufficient for northeastern US. Data from page 81 in "Building Foundation Design Handbook," Labs et al., Underground Space Center, University of Minnesota, 1988.
Soil thermal conductivity and wall uninsulated R value
soilType | value | units
k typical | 0.8 | Btu/h-ft-°F | These are fixed values of soil conductivity used for calculating below grade heat loss. The user does not need to enter values here, but they are editable by the user.
k well graded | 1.5 | Btu/h-ft-°F
k dry, fine-grained | 0.5 | Btu/h-ft-°F
k damp, fine-grained | 0.7 | Btu/h-ft-°F
k wet, fine grained | 1 | Btu/h-ft-°F
R typical uninsulated concrete walls | 1.47 | hr-ft2-°F/Btu | This is the R value of a standard uninsulated concrete foundation wall, with the interior air film only, for use in below grade heat loss calculation.
drop down menu for opaque surface type |  | drop down menu for glazing type
wall |  | window
roof |  | skylight
atticFloor |  | curtainWall
door
overhangingFloor
adiabatic
30
drop down menu for building thermal mass | [6 empty] | external shading Jan: 30; external shading Feb: 26
light | [6 empty] | external shading Jan: 54; external shading Feb: 50
medium | [6 empty] | external shading Feb: 9.0278
heavy | [6 empty] | external shading Feb: 270.8333; external shading Mar: ft2
0.33
drop down menu for shielding class | [6 empty] | external shading Feb: 89.375
1
2
3
4
5

## waterDHW
DHWsystem | Primary system |  | System 2 |  | System 3
DHWsystemInput | Value1 | Data1 | Value2 | Data2 | Value3 | Data3 |  | Information about the domestic hot water (DHW) system equipment.
WaterHeaterType |  | GasFiredTank |  | ElectricTank |  |  |  | Use drop down menu in the units column.
DHWrecirculation | 1 | 0 no or 1 yes | 0 | 0 no or 1 yes |  | 0 no or 1 yes
RecircLoopType |  | Average |  | Average |  |  |  | Used to estimate the magnitude of heat loss from the recirculation piping
ColdWaterMinTempFeb_F | 44 | °F | 44 | °F |  | °F |  | Minimum temperature of the water in the water mains entering the building. The minimum occurs in February in the northern hemisphere. |  |  |  | 44F
ColdWaterMaxTempAug_F | 66 | °F | 66 | °F |  | °F |  | Maximum temperature of the water in the water mains entering the building, occurring in August. |  |  |  | 66F
HeaterOutputTemp_F | 125 | °F | 130 | °F |  | °F |  | The temperature of the hot water tank or heater output for most uses, such as kitchens and bathrooms.
HeaterOutputTempCommlKitchen_F | 140 | °F | 140 | °F |  | °F |  | The temperature of the hot water tank or heater output for a commercial kitchen, if any is present, usually 140F.
SteadyStateEfficiency | 70% |  | 92% |  |  |  |  | Steady state efficiency of the DHW heater.
EfficiencySeasonalAmplitude | 0% |  | 0% |  |  |  |  | This factor allows the DHW heater to be more efficient in warmer temperatures (summer), if in fact that is the case. If efficiency is constant, enter 0. An entry of 10% indicates that the heater will be 10% more efficient in the warmest month (July) vs. the coldest month (January).
CircLossesJulyFracOfLoad | 20% |  | 10% |  |  |  |  | In larger buildings the DHW system experiences heat loss in the network of distribution piping. This is estimated as a fraction of the heat load at the point of use. Default for a mid size multifamily building with recirculation is 20%.
CircLossesSeasonalAmplitude | 10% |  | 10% |  |  |  |  | This circulation heat loss is greater when the ambient temperatures in the building are colder, in winter. A default value is 10% for the Boston area.
CircLossesFracCond | 100% |  | 50% |  |  |  |  | This reflects the extent to which heat lost from DHW piping will contribute to heating the building in winter, and add to the cooling burden in summer. In many cases this will be near 100%. If piping is located in uninsulated exterior chases, crawl spaces, or attics, the number may be much lower.
ControlskW | 0.05 |  | 0.01
FractionBuildingLoadServed | 0.75 |  | 0.25 |  | 0
Quantity
[5 empty] | numUnits | 18
PlumbingFixture |  |  |  |  | numOcc | 60 | [7 empty] | Table for waterDHWfixture
FixtureType | Gallons | GallonUnits | Uses | UsesUnits | UseTemp_F | FractionTotal |  | Information about the plumbing fixtures and water usage. See table for recommended values.
Toilets | 1.28 | gal/flush | 5 | flush/day/person |  | 40% | 56064 | [6 empty] | References for residential total and hot water usage
Urinals | 0.5 | gal/flush | 0 | flush/day/person |  | 100% | 0 | [8 empty] | Standard | Energy Star |  | Standard | Energy Star
BathroomSink | 0.5 | gpm | 5 | minutes/day/person | 95 | 100% | 54750 | gpm is gallons per minute flow rate. Tuse is the temperature at the point of use when cold and hot water have been mixed. | [7 empty] | gal/year | gal/year |  | model | model
KitchenSink | 1 | gpm | 7 | minutes/day/person | 95 | 100% | 153300 | [6 empty] | Dishwasher |  | 1290 | 860 | E Star MFHR | 5 | 4.25 | gal/cycle
Shower | 1.25 | gpm | 12 | minutes/day/person | 99 | 100% | 328500 | Tuse for showers is typically 95-100F. | [5 empty] | In unit clothes washer |  | 12179 | 5637 | Simulation Guidelines
InUnitDishwasher | 5 | gal/cycle | 2 | cycles/wk/apartment | 120 | 100% | 9360 | gallons per cycle, i.e. gallons per time the dishwasher is run, and cycles per week per apartment. | [5 empty] | Common area clothes washer |  | 29515 | 13661 |  | 31.0684 | 14.38 | gal/cycle
InUnitClotheswasher | 16 | gal/load | 2 | loads/wk/apartment | 90 | 100% | 29952 | [6 empty] | Estimated fraction of hot water for clothes washers |  |  |  | 20%
CommonAreaClotheswasher | 28 | gal/load | 2 | loads/wk/apartment | 100 | 100% | 52416 | [6 empty] | Common area clothes washer |  | 950 | loads per year, each machine |  | 2.6027 |  | uses/day
CommercialKitchenSink | 2.5 | gpm | 0 | minutes/day/person | 95 | 100% | 0
CommercialDishwasher | 15 | gal/cycle | 2 | cycles/wk/apartment | 140 | 100% | 28080 | [6 empty] | # of Toilet Flushes / Day / Person | 5.05 | flushes | LEED Homes v4 Reference Guide page 133; also, 2014 REUWS; THIS NUMBER MAY BE LOW
Irrigation | 20000 | gal annual |  | not used |  | 100% | 20000 | Water used annually for irrigation. Enter zero if no use. | [5 empty] | # of Minutes per Shower | 8.2 | minutes | http://www.bbc.com/news/science-environment-15836433
CoolingTower | 10000 | gal annual |  | not used |  | 100% | 10000 | Water used cooling tower(s) if any are present. Enter zero if no use. | [5 empty] | # of Showers per person per week | 7 | showers | LEED Homes V4 Reference Manual page 133; elderly, assumes 4
Other | 0 | gal annual |  | not used |  | 100% | 0 | Water used for for any purpose not listed. Enter zero if no use. | [5 empty] | Faucet # of Minutes per Person per Day | 5 | minutes | LEED Homes V4 Reference Manual page 133
Toilets | 3.6 | gal/flush | 5 | flush/day/person |  | 60% | 236520
None |  | not used |  | not used |  | 100%
None |  | not used |  | not used |  | 100%
None |  | not used |  | not used |  | 100%
None |  | not used |  | not used |  | 100%
Norms for hot water fraction
DHWtanks | [13 empty] | 0% | ...of Toilet water is DHW
TankName | Quantity | Volume_gal | TankTemp_F | RefTemp_F | PercentLossHr | HoursHot | FracCond | ControlskW |  | List all the DHW tanks, both those that are directly heated and those that are indirectly heated. |  |  | 20% | ...of Clothes Washer Water is DHW (see Mayer REUWS 2014)
indirectTank | 1 | 215 | 150 | 70 | 1 | 8760 | 0.1 | 0.05 |  | refTempF. Reference temperature is the average temperature in °F of the room where the equipment is located. |  |  | 100% | ...of Dishwasher water is DHW (see Mayer REUWS 2014)
gasFiredTanks | 3 | 130 | 150 | 70 | 1 | 8760 | 0.1 | 0.05 |  | percentLossHr. Default percent heat loss per hour is 1.0%. This value can usually be obtained or calculated from manufacturer's specs. |  |  | 66% | ...of Shower water is DHW (see Mayer REUWS 2014)
[10 empty] | hrsHot. The number of hours in a year that the tanks are hot. The default hours hot is 8760, i.e. the tanks are hot 100% of the time, which is generally the case. |  |  | 57% | ...of Faucet water is DHW (see Mayer REUWS 2014)
[11 empty] | default fraction of heat loss to conditioned space is 0, i.e the mechanical room heat does not move to conditioned areas. |  |  | 12% | ...of Leaks water is DHW (see Mayer REUWS 2014)
fracCond. Fraction of heat lost from tanks that enters conditioned space, and will therefore contribute to heating the building in winter, and add to the cooling burden in summer.
DHWpipesMechRm |  |  |  |  | 12566.0448 | [5 empty] | controlskW. The 24 hour average electric draw for controls and any internal pump. This value should be entered for both gas and electric heaters. |  |  | Average for multifamily buildings is ~70 Gal/bedroom/day. Anything over 100 gal/bedroom/day is high for any type of building.
PipeDiameter_inch | PipeType | HoursHot | Length_ft |  | 22794.2208 |  | Heat loss from pipes in the mechanical room of the building. Heat loss from distribution and recirculation pipes is estimated separately.
1.5 | CopperInsul | 8760 | 120 |  |  |  | Enter the linear feet of pipe of the correct type and diameter. | [6 empty] | Default recommendations for new low flow plumbing
4 | CopperInsul | 8760 | 80 |  | 26700.48 |  | Leave blank or enter 0 if there is no pipe of that type. | [6 empty] | Toilets .8 gpf
[5 empty] | 33918.72 |  | copBareFt. Linear feet of bare copper pipe. | [6 empty] | Bathroom lavatory faucet 1.0 gpm
[7 empty] | copInsulFt. Linear feet of insulated copper pipe. This is generic and does not factor the thickness of the insulation. | [6 empty] | Shower 1.5 gpm
[7 empty] | hrsHot. The number of hours in a year that the pipes are hot. The default hours hot is 8760, i.e. the tanks are hot 100% of the time. If the system is not heavily used, the pipes may be hot less than 100% of the time. | [6 empty] | Kitchen faucet 1.5 gpm
[14 empty] | Type of Fixture |  |  |  |  | Average Use Temperature
[14 empty] | Shower - Actual Bathing Use |  |  |  |  | 98.9617
[14 empty] | Shower - Structural Waste (per Lutz and Sherman) |  |  |  |  | 103.9573
[14 empty] | Shower - Behavioural Waste (47 seconds of shower duration Sherman 2014 with LBNL/Lutz data) |  |  |  |  | 103.9573
[14 empty] | Bathroom Faucets |  |  |  |  | 95
[14 empty] | Bathroom Faucets - Structural Waste (Selover 2010) |  |  |  |  | 95
pipeHeatLoss140F | [13 empty] | Kitchen Faucets |  |  |  |  | 95
PipeDiameter_inch | CopperBare | CopperInsul | SteelBare | Steelnsul | Units |  | This is fixed data from engineering references. | [6 empty] | Kitchen Faucets - Structural Waste (Selover 2010) |  |  |  |  | 95
0.375 |  |  |  |  | Btu/hr-lin ft
0.5 | 22 | 15 | 35 | 15 | Btu/hr-lin ft |  | This is heat loss from pipes of the type indicated in Btu/hr per linear foot, when the interior temperature of the fluid is 140F, and the ambient temperature is 70F. | [6 empty] | Mayer, DeOreo, Van Decker, Schein, Klein, Sherman, Dryden, Brook, Stone, Selover, Lutz, Ownby and Armstrong
0.75 | 30 | 17.7 | 43 | 17 | Btu/hr-lin ft |  | Additional tables will be added for other temperatures. | [6 empty] | REUWS 1999 and 2013 Indoor and Domestic Hot Water Use Calculator for a One Occupant Household, Assuming EPA WaterSense Efficiency Fixtures or Better
1 | 38 | 20.3 | 53 | 19 | Btu/hr-lin ft
1.25 | 45 | 23.4 | 65 | 21 | Btu/hr-lin ft
1.5 | 53 | 25.4 | 73 | 25 | Btu/hr-lin ft
2 | 66 | 29.6 | 91 | 28 | Btu/hr-lin ft
2.5 | 80 | 33.8 | 108 | 32 | Btu/hr-lin ft
3 | 94 | 39.5 | 129 | 38 | Btu/hr-lin ft
4 | 120 | 48.4 | 163 | 46 | Btu/hr-lin ft
5 |  |  |  |  | Btu/hr-lin ft
6 |  |  |  |  | Btu/hr-lin ft
8 |  |  |  |  | Btu/hr-lin ft
DHW drop down list | Recirc loop type drop down list |  |  | Pipes diameter drop down list |  | Pipe type and insulation drop down list
GasFiredHeaterWithIndirectTank | CompactInsulated |  |  | 0.375 |  | CopperBare
GasFiredTank | Average |  |  | 0.5 |  | CopperInsul
DemandGas | LongRunsPoorlyInsulated |  |  | 0.75 |  | SteelBare
OilFiredTank |  |  |  | 1 |  | Steelnsul
OilFiredHeaterWithIndirectTank |  |  |  | 1.25
PropaneFiredTank |  |  |  | 1.5 |  |  | 25530 | 0.75 | 19147.5
PropaneFiredHeaterWithIndirectTank |  |  |  | 2 |  |  | 8152 | 0.75 | 6114
DemandPropane |  |  |  | 2.5 |  |  | 3157 | 1 | 3157
ElectricTank |  |  |  | 3 |  |  |  |  | 28418.5
DemandElectric |  |  |  | 4
HeatPumpWaterHeater |  |  |  | 5 |  |  | 25530 | 0.25 | 6382.5
|  |  |  | 6 |  |  | 8152 | 0.25 | 2038
Plumbing fixture drop down list | GallonUnits | UsesUnits |  | 8 |  |  | 526 | 1 | 526
Toilets | gal/flush | flush/day/person | [6 empty] | 8946.5
Urinals | gal/flush | flush/day/person
BathroomSink | gpm | minutes/day/person
KitchenSink | gpm | minutes/day/person
Shower | gpm | minutes/day/person
InUnitDishwasher | gal/cycle | cycles/wk/apartment |  |  | 1.5 |  | 120 |  |  | 8760
InUnitClotheswasher | gal/load | loads/wk/apartment |  |  | 2
CommonAreaClotheswasher | gal/load | loads/wk/apartment |  |  | 2.5
CommercialKitchenSink | gpm | minutes/day/person |  |  | 3
CommercialDishwasher | gal/cycle | cycles/wk/apartment |  |  | 4 |  | 80 |  |  | 8760
Irrigation | gal annual | not used
CoolingTower | gal annual | not used
Other | gal annual | not used
None | not used | not used

## siteMsmnts
siteMsmnts
item | average | max | min | number | units | Measurements from a site audit.
toilets | 1.3 |  |  |  | gpf
bathroom sinks | 0.5 |  |  |  | gpm
kitchen sinks | 2.2
showers | 1.33 |  |  |  | gpm
temperature of hot water | 102 | 120 | 84 |  | °F
bathroom exhaust fans |  |  |  |  | cfm
kitchen exhaust fans |  |  |  |  | cfm
interior temperatures |  |  |  |  | °F

## applData
These data tables are fixed and do not normally need to be adjusted by the user. Data is from RESNET standards, Energy Star and LEED simulation guidelines, and the EPA appliance and commercial kitchen calculators. In general this data allows for a “standard” or non Energy Star appliance, vs. high efficiency or Energy Star. If there is a new appliance of higher efficiency that has to be modeled, such as a condensing clothes dryer, the “high efficiency” values in the table could be altered with manufacturer’s data. No reason for in unit gas stove therms and kWh to be identical (?).
stoveDataTbl
modelType | constant | avgNumBRmult | intGainsSensFrac | intGainsLatFrac
Existing in-unit electric | 331 | 39 | 0.4 | 0.3 | 409
Existing commercial oven electric |  |  | 0.4 | 0.3
Existing commercial griddle electric |  |  | 0.4 | 0.3
Energy Star in-unit electric | 331 | 39 | 0.4 | 0.3
Energy Star commercial oven electric |  |  | 0.4 | 0.3
Energy Star commercial griddle electric |  |  | 0.4 | 0.3
in-unit gas stove therms | 22.6 | 2.7 | 0.3 | 0.2 | 28
in-unit gas stove kWh | 22.6 | 2.7 | 1 | 0 | 28
dishwasherDataTbl
modelType | machineEnergykWhCycle | intGainsSensFrac | intGainsLatFrac
Existing in-unit | 0.63 | 0.6 | 0.15
Existing common area or commercial | 1 | 0.6 | 0.15 |  | From EPA Appliance Calculator
Energy Star in-unit | 0.55 | 0.6 | 0.15 |  | There are many types of commercial dishwashers. The EPA commecial kitchen equipment calculator can be used.
Energy Star common area or commercial | 1 | 0.6 | 0.15 |  | https://www.energystar.gov/sites/default/files/asset/document/appliance_calculator.xlsx
clothesWasherDataTbl
modelType | machineEnergykWhLoad | intGainsSensFrac | intGainsLatFrac
Existing in-unit < 2.5 ft3 | 0.42 | 0.8 | 0 |  | From EPA Appliance Calculator
Existing in-unit front loading >2.5ft3 | 0.43 | 0.8 | 0 |  | https://www.energystar.gov/sites/default/files/asset/document/appliance_calculator.xlsx
Existing in-unit top loading >2.5ft3 | 0.97 | 0.8 | 0
Existing commercial or common laundry | 0.61 | 0.8 | 0
Energy Star in-unit < 2.5 ft3 | 0.28 | 0.8 | 0
Energy Star in-unit front loading >2.5ft3 | 0.32 | 0.8 | 0
Energy Star in-unit top loading >2.5ft3 | 0.59 | 0.8 | 0
Energy Star commercial or common laundry | 0.25 | 0.8 | 0
refrigeratorDataTbl
year | kWhAnnl | factor | intGainsSensFrac | intGainsLatFrac | This is for an 18ft3 refrigerator. Divide by 18 and multiply by fridge size in ft3.
<1976 | 1800 | 100 | 1 | 0 | https://michaelbluejay.com/electricity/refrigerators.html
1976-86 | 1400 | 75 | 1 | 0
1987-89 | 950 | 55 | 1 | 0 | refrigerator annual consumption is estimated as annual kWh for the age class plus
1990-92 | 900 | 50 | 1 | 0 | cubic feet minus 22 times factor
1993-00 | 700 | 40 | 1 | 0 | for an 18 ft3 2001-4 refrigerator |  |  | 330 | kWh
2001+ | 500 | 35 | 1 | 0 | seems too low
2001-04 Energy Star | 450 | 30 | 1 | 0
2004-08 Energy Star | 425 | 25 | 1 | 0
2008-10 Energy Star | 400 | 20 | 1 | 0
CEE Tier 3 | 350 | 20 | 1 | 0
dryerDataTbl
modelType | constant | avgNumBRmult | factorF | intGainsSensFrac | intGainsLatFrac
standard in-unit electric dryer kWh | 418 | 139 | 1 | 0.15 | 0.05 |  | Resnet, same for in-unit as for common area dryers
standard common area electric dryer kWh | 418 | 139 | 1 | 0.15 | 0.05 |  | Internal gains fractions from Energy Star modeling guidelines
high efficiency in-unit electric dryer kWh | 418 | 139 | 1 | 0.15 | 0.05 |  | Resnet does not use the F factor
high efficiency common area electric dryer kWh | 418 | 139 | 1 | 0.15 | 0.05 |  | Average apartment use is determined by average number of bedrooms = (total # BR)/(total # apartments)
standard in-unit gas dryer electricity kWh | 41 | 11.7 | 1 | 1 | 0 |  | This is multiplied by the number of apartments
standard common area gas dryer electricity kWh | 41 | 11.7 | 1 | 1 | 0 |  | Need data for high efficiency electric dryers
high efficiency in-unit gas dryer gas therms | 18.8 | 5.3 | 1 | 0.1 | 0.05
high efficiency common area gas dryer gas therms | 18.8 | 5.3 | 1 | 0.1 | 0.05
NOT USED
electricClothesDryerDataTbl
modelType | Default capacity (ft3) | avgLoadLbs | stdCEF | EStarCEF | intGainsSensFrac | intGainsLatFrac |  | CEF - combined energy factor - pound of average load weight per kWh/yr
Ventless or Vented Electric, Standard ≥ 4.4 ft3 | 5 | 8.45 | 3.1108 | 3.93 | 0.15 | 0.05 |  | From EPA Appliance Calculator
Ventless or Vented Electric, Compact (120V) < 4.4 ft3 | 3 | 3 | 3.0107 | 3.8 | 0.15 | 0.05 |  | https://www.energystar.gov/sites/default/files/asset/document/appliance_calculator.xlsx
Vented Electric, Compact (240V) < 4.4 ft3 | 3 | 3 | 2.7272 | 3.45 | 0.15 | 0.05 |  | user has to define: if dryer is more or less than 4.4 ft3
Ventless Electric, Compact (240V) < 4.4 ft3 | 3 | 3 | 2.1267 | 2.68 | 0.15 | 0.05 |  |  | and if it is vented or ventless
CEF is pound of average load weight per kWh/yr | [8 empty] | and if it is 120 or 240 V
modelType | annualkWh_therms | intGainsSensFrac | intGainsLatFrac
Existing in-unit electric | 604 | 0.4 | 0.3
Existing commercial oven electric |  | 0.4 | 0.3
Existing commercial griddle electric |  | 0.4 | 0.3
Energy Star in-unit electric | 604 | 0.4 | 0.3
Energy Star commercial oven electric |  | 0.4 | 0.3
Energy Star commercial griddle electric |  | 0.4 | 0.3
in-unit gas stove therms | 45 | 0.3 | 0.2
Not using these values
Appliance electricity/gas | a | b | c | intGainsSensFrac | intGainsLatFrac
In-unit electric range/oven kWh | 331 |  | 39 | 0.4 | 0.3
In-unit electric clothes dryer kWh | 524 |  | 149 | 0.15 | 0.05
In-unit dish washer kWh | 78 |  | 31 | 0.6 | 0.15
In-unit clothes washer kWh | 38 |  | 10 | 0.8 | 0
In-unit gas range/oven therms | 22.6 |  | 2.7 | 0.3 | 0.2
In-unit gas range/oven kWh | 22.6 |  | 2.7 | 1 | 0
In-unit gas clothes dryer therms | 18.8 |  | 5.3 | 0.1 | 0.05
In-unit gas clothes dryer kWh | 41 |  | 11.7 | 1 | 0
RESNET kWh or therms = a + b*CFA + c*#BR

## appliance
Appliance table
ApplianceCategory | ApplianceType | SubType | EfficiencyLevel | EffLevelDescriptor | Quantity | FracUnitsServed
Stove | InUnitGasStoves | no subtype | 1 | 1 standard, 2 Energy Star | 9 | 0.5
Stove | InUnitElectricStoves | no subtype | 2 | 1 standard, 2 Energy Star | 9 | 0.5
Dishwasher | InUnitDishwashers | no subtype | 1 | 1 standard, 2 Energy Star | 18 | 1
Clotheswasher | InUnitClotheswashers | FrontLoadingGreaterThan2_5cubicFeet | 1 | 1 standard, 2 Energy Star | 9 | 0.5
Dryer | InUnitGasClothesDryers | no subtype | 2 | 1 standard, 2 Energy Star | 9 | 0.5
Dryer | InUnitElectricClothesDryers | no subtype | 1 | 1 standard, 2 Energy Star | 1 | 0.25
Clotheswasher | CommonAreaClotheswashers | FrontLoadingGreaterThan2_5cubicFeet | 1 | 1 standard, 2 Energy Star | 1 | 0.5
Dryer | CommonAreaGasClothesDryers | no subtype | 1 | 1 standard, 2 Energy Star | 1 | 0.125
Dryer | CommonAreaElectricClothesDryers | no subtype | 2 | 1 standard, 2 Energy Star | 1 | 0.125
Dishwasher | CommercialDishwashers | no subtype | 1 | 1 standard, 2 Energy Star | 1 | 0.05
Refrigerator | Refrigerators | CEEtier3 | 18 | volume_ft3 | 12 | 0.67
Refrigerator | Refrigerators | Pre1976 | 15 | volume_ft3 | 6 | 0.33
#N/A |  |  |  | #N/A
#N/A |  |  |  | #N/A
#N/A |  |  |  | #N/A
#N/A |  |  |  | #N/A
#N/A |  |  |  | #N/A
drop down for appliance type | efficiency level descriptor | category |  | dropdown menu for in unit clothes washer type
InUnitGasStoves | 1 standard, 2 Energy Star | Stove |  | FrontLoadingLessThan2_5cubicFeet
InUnitElectricStoves | 1 standard, 2 Energy Star | Stove |  | FrontLoadingGreaterThan2_5cubicFeet
InUnitDishwashers | 1 standard, 2 Energy Star | Dishwasher |  | TopLoading
InUnitClotheswashers | 1 standard, 2 Energy Star | Clotheswasher
InUnitGasClothesDryers | 1 standard, 2 Energy Star | Dryer |  | drop down list for refrigerators
InUnitElectricClothesDryers | 1 standard, 2 Energy Star | Dryer |  | Pre1976
Refrigerators | volume_ft3 | Refrigerator |  | from1976to1986
CommonAreaClotheswashers | 1 standard, 2 Energy Star | Clotheswasher |  | from1987to1989
CommonAreaGasClothesDryers | 1 standard, 2 Energy Star | Dryer |  | from1990to1992
CommonAreaElectricClothesDryers | 1 standard, 2 Energy Star | Dryer |  | from1993to2000
CommercialDishwashers | 1 standard, 2 Energy Star | Dishwasher |  | year2001andLater
CommercialOvenElectric | 1 standard, 2 Energy Star | Stove |  | from2001to2004EnergyStar
CommercialGriddleElectric | 1 standard, 2 Energy Star | Stove |  | from2004to2008EnergyStar
from2008toi2010EnergyStar
drop down for appliance category |  |  |  | CEEtier3
Stove
Dishwasher |  |  |  | no subtype
Clotheswasher
Dryer
Refrigerator
Appliance description | ApplianceType |  | EfficiencyLevel | SubType | EnergyType | Code
Standard in-unit electric stove | InUnitElectricStoves |  | 1 | no sub type for this appliance | Electricity | s10
Standard commercial oven electric |  |  | 1 | no sub type for this appliance | Electricity | s20
Standard commercial griddle electric |  |  | 1 | no sub type for this appliance | Electricity | s30
Energy Star in-unit electric stove | InUnitElectricStoves |  | 2 | no sub type for this appliance | Electricity | s40
Energy Star commercial oven electric |  |  | 2 | no sub type for this appliance | Electricity | s50
Energy Star commercial griddle electric |  |  | 2 | no sub type for this appliance | Electricity | s60
Standard in-unit gas stove therms | InUnitGasStoves |  | 1 | no sub type for this appliance | Gas | s70
Standard in-unit gas stove kWh | InUnitGasStoves |  | 1 | no sub type for this appliance | Electricity | s80
High efficiency in-unit gas stove therms | InUnitGasStoves |  | 2 | no sub type for this appliance | Gas | s90
High efficiency in-unit gas stove kWh | InUnitGasStoves |  | 2 | no sub type for this appliance | Electricity | s100
Existing in-unit electric dryer kWh | InUnitElectricClothesDryers |  | 1 | no sub type for this appliance | Electricity | d10
High efficiency in-unit electric dryer kWh | InUnitElectricClothesDryers |  | 2 | no sub type for this appliance | Electricity | d20
Existing common area electric dryer kWh | CommonAreaElectricClothesDryers |  | 1 | no sub type for this appliance | Electricity | d30
High efficiency common area electric dryer kWh | CommonAreaElectricClothesDryers |  | 2 | no sub type for this appliance | Electricity | d40
Existing in-unit gas dryer gas therms | InUnitGasClothesDryers |  | 1 | no sub type for this appliance | Gas | d50
Existing in-unit gas dryer electricity kWh | InUnitGasClothesDryers |  | 1 | no sub type for this appliance | Electricity | d60
High efficiency in-unit gas dryer gas therms | InUnitGasClothesDryers |  | 2 | no sub type for this appliance | Gas | d70
High efficiency in-unit gas dryer electricity kWh | InUnitGasClothesDryers |  | 2 | no sub type for this appliance | Electricity | d80
Existing common area gas dryer gas therms | CommonAreaGasClothesDryers |  | 1 | no sub type for this appliance | Gas | d90
Existing common area gas dryer electricity kWh | CommonAreaGasClothesDryers |  | 1 | no sub type for this appliance | Electricity | d100
High efficiency common area gas dryer gas therms | CommonAreaGasClothesDryers |  | 2 | no sub type for this appliance | Gas | d110
High efficiency common area gas dryer electricity kWh | CommonAreaGasClothesDryers |  | 2 | no sub type for this appliance | Electricity | d120
Existing in-unit dishwasher | InUnitDishwashers |  | 1 | no sub type for this appliance | Electricity | dw10
Existing common area or commercial dishwasher | CommercialDishwashers |  | 1 | no sub type for this appliance | Electricity | dw20
Energy Star in-unit dishwasher | InUnitDishwashers |  | 2 | no sub type for this appliance | Electricity | dw30
Energy Star common area or commercial dishwasher | CommercialDishwashers |  | 2 | no sub type for this appliance | Electricity | dw40
Existing in-unit < 2.5 ft3 clotheswasher | InUnitClotheswashers |  | 1 | FrontLoadingLessThan2_5cubicFeet | Electricity | cw10
Existing in-unit front loading >2.5ft3 clotheswasher | InUnitClotheswashers |  | 1 | FrontLoadingGreaterThan2_5cubicFeet | Electricity | cw20
Existing in-unit top loading >2.5ft3 clotheswasher | InUnitClotheswashers |  | 1 | TopLoading | Electricity | cw30
Existing commercial or common laundry clotheswasher | CommonAreaClotheswashers |  | 1 | FrontLoadingGreaterThan2_5cubicFeet | Electricity | cw40
Energy Star in-unit < 2.5 ft3 clotheswasher | InUnitClotheswashers |  | 2 | FrontLoadingLessThan2_5cubicFeet | Electricity | cw50
Energy Star in-unit front loading >2.5ft3 clotheswasher | InUnitClotheswashers |  | 2 | FrontLoadingGreaterThan2_5cubicFeet | Electricity | cw60
Energy Star in-unit top loading >2.5ft3 clotheswasher | InUnitClotheswashers |  | 2 | TopLoading | Electricity | cw70
Energy Star commercial or common laundry clotheswasher | CommonAreaClotheswashers |  | 2 | FrontLoadingGreaterThan2_5cubicFeet | Electricity | cw80
Refrigerator <1976 | Refrigerators |  |  | Pre1976 | Electricity | r10
Refrigerator 1976-86 | Refrigerators |  |  | from1976to1986 | Electricity | r20
Refrigerator 1987-89 | Refrigerators |  |  | from1987to1989 | Electricity | r30
Refrigerator 1990-92 | Refrigerators |  |  | from1990to1992 | Electricity | r40
Refrigerator 1993-00 | Refrigerators |  |  | from1993to2000 | Electricity | r50
Refrigerator 2001+ | Refrigerators |  |  | year2001andLater | Electricity | r60
Refrigerator 2001-04 Energy Star | Refrigerators |  |  | from2001to2004EnergyStar | Electricity | r70
Refrigerator 2004-08 Energy Star | Refrigerators |  |  | from2004to2008EnergyStar | Electricity | r80
Refrigerator 2008-10 Energy Star | Refrigerators |  |  | from2008toi2010EnergyStar | Electricity | r90
Refrigerator CEE Tier 3 | Refrigerators |  |  | CEEtier3 | Electricity | r100

## bldg
basics |  |  |  |  | Basic building information such as square footage, number of residences, number of bedrooms, project name, etc.
buildingInput | value | effLevel | data
Name |  |  | testBuilding | 1
GrossArea_ft2 | 20669 |  |  | 2 | Gross building area based on exterior dimensions.
GrossCondArea_ft2 | 20669 |  |  | 3 | Gross area that is heated, i.e. normally excludes basements and garages.
IntCondArea_ft2 | 18602 |  |  | 4 | Area based on interior dimensions and excluding wall partitions. Use PHIUS guidelines for this.
BldgPercentAreaCooled | 100 |  |  | 5 | Fraction of gross area that is cooled as integer 0 to 100
BldgNumberOfUnits | 18 |  |  | 6 | Number of dwelling units.
BldgNumberOf1BRunits | 0 |  |  | 7 | Number of one bedroom dwelling units.
BldgNumberOf2BRunits | 15 |  |  | 8
BldgNumberOf3BRunits | 0 |  |  | 9
BldgNumberOf4BRunits | 3 |  |  | 10
BldgNumberOfOccupants | 60 |  |  | 11 | If known. If not known, leave this blank and occupancy will be estimated based on "bedrooms plus one."
BldgPopulationType |  |  | mixed | 12
BldgNumberOf Stories | 4 |  |  | 13
BldgYearOfConstruction | 1940 |  |  | 14
ThermalMass |  |  | light | 15
IntVolume_ft3 | 640000 |  |  | 16
AirLeakageRate_cfm50perFt2 | 0.55 |  |  | 17
ShieldingClass | 3 |  |  | 18 | number 1 to 5
HeatSeasonStartDate | 2023-09-20 |  |  | 19
HeatSeasonEndDate | 2023-06-01 |  |  | 20
CoolSeasonStartDate | 2023-05-15 |  |  | 21
CoolSeasonEndDate | 2023-10-15 |  |  | 22
HVACstartTimePeriod1 | 6 |  |  | 23 | hour as 0 to 23 integer
HVACendTimePeriod1 | 18 |  |  | 24
Heat1Setpt_F | 72 |  |  | 25
Heat2Setpt_F | 72 |  |  | 26
Cool1Setpt_F | 72 |  |  | 27
Cool2Setpt_F | 72 |  |  | 28
TargetRHsummer | 50 |  |  | 29 | integer 0 to 100 | goes in HEA?
TargetRHwinter | 40 |  |  | 30 | integer 0 to 100 | BaseloadAdjustmentForElectricHeatingCooling
EnergySourceForDHW |  |  | gas | 31 |  | BaseloadElectricityAmplitude
InUnitGasStoves | 9 | 1 |  | 32 | 1 for not Energy Star, 2 for Energy Star
InUnitElectricStoves | 9 | 2 |  | 33 | 1 for not Energy Star, 2 for Energy Star
InUnitDishwashers | 18 | 1 |  | 34
InUnitClotheswashers | 2 | 1 |  | 35
TypeOfInUnitClotheswashers |  |  | FrontLoadingGreaterThan2_5cubicFeet | 36
InUnitGasClothesDryers | 9 | 1 |  | 37
InUnitElectricClothesDryers | 9 | 2 |  | 38
Refrigerators | 18 |  |  | 39
SizeOfRefrigerators_ft3 | 18 |  |  | 40 | between 15 and 25 ft3
RefrigeratorVintage |  |  | CEEtier3 | 41
CommonAreaClotheswashers | 2 | 1 |  | 42
CommonAreaGasClothesDryers | 1 | 1 |  | 43
CommonAreaElectricClothesDryers | 1 | 1 |  | 44
CommercialDishwashers | 0 | 1 |  | 45
Year of manufacture | kWh/year | Factor | drop down list
Pre1976 | 2200 | 100 | Pre1976
1976-86 | 1700 | 75 | from1976to1986
1987-89 | 1150 | 55 | from1987to1989
1990-92 | 1100 | 50 | from1990to1992
1993-00 | 850 | 40 | from1993to2000
2001+ | 600 | 35 | year2001andLater
2001-04 Energy Star | 550 | 30 | from2001to2004EnergyStar
2004-08 Energy Star | 525 | 25 | from2004to2008EnergyStar
2008-10 Energy Star | 500 | 20 | from2008toi2010EnergyStar
CEE Tier 3 | 425 | 20 | CEEtier3
from original audit calc sheet |  | calculator adds or subtracts "Factor" for each CF above or under 22
https://michaelbluejay.com/electricity/refrigerators.html
Building population type enumeration list
mixed
elderly
families
drop down menu for building thermal mass
light
medium
heavy
dropdown menu for energy source
electricity
gas
propane
oil
wood
none
dropdown menu for in unit clothes washer type
FrontLoadingLessThan2_5cubicFeet
FrontLoadingGreaterThan2_5cubicFeet
TopLoading

## spaces
SpaceType | Area_ft2
Residential | 16446 | Identify the space types in the building, and the area of each. This generally requires measurements from building floor plans.
Corridor | 1476 | This is used to calculate the internal gains due to lights, miscellaneous equipment, and people. Enter zero if a space type is not present.
Stairwell_Elevator | 848
CommonArea | 0
Mechanical | 262
Office_Lounge | 0
Laundry | 225
Restroom | 0
Fitness | 0
Retail | 0
Restaurant | 0
Theater | 0
School | 0
Storage | 690
Unconditioned
0

## Int gains inps
Internal Gains
These two input tables must have the same space type names, and the same number of rows, as the space types input table.
intGainsTbl | [6 empty] | comments apply to the input block as a whole and not to individual lines
spaceType | LPD | EPD | sensGain | latGain | units
Residential | 0.9 | 0.5 | 250 | 200 | W/ft2 Btuh/person |  | Lighting and equipment power densities for each space type, as well as the sensible and latent gains from people.
Corridor | 1 | 0 | 250 | 200 | W/ft2 Btuh/person |  | These are standard values used in energy modeling, however the user can and in some cases should edit these values as dictated by particular circumstances.
Stairwell/Elevator | 1.4 | 1.37 | 250 | 200 | W/ft2 Btuh/person |  | The lighting values should reflect the findings from an on-site energy audit, or from lighting plans.
Common area | 0.69 | 0.2 | 250 | 200 | W/ft2 Btuh/person |  | If necessary for best accuracy, the lighting power density for a sample of spaces can be calculated based on the actual fixture
Mechanical | 1.3 | 1.2 | 250 | 200 | W/ft2 Btuh/person |  | wattages and the area of the spaces, where fixture wattages are determined from an audit or from lighting plans.
Office/Lounge | 0.5 | 0.2 | 250 | 200 | W/ft2 Btuh/person |  | Lighting power density (LPD) for commercial spaces is from ASHRAE standard 90.1-2016.
Laundry | 1.2 | 0.74 | 250 | 200 | W/ft2 Btuh/person |  | Equipment power density (EPD) is from COMNET.
Restroom | 0.9 | 0 | 250 | 200 | W/ft2 Btuh/person
Fitness | 0.9 | 0.59 | 250 | 200 | W/ft2 Btuh/person
Retail | 0.69 | 0.5 | 250 | 200 | W/ft2 Btuh/person
Restaurant | 1.4 | 1.37 | 250 | 200 | W/ft2 Btuh/person
Theater | 1.2 | 0.74 | 250 | 200 | W/ft2 Btuh/person
School | 1.2 | 0.69 | 250 | 200 | W/ft2 Btuh/person
Storage | 1.1 | 1.5 | 250 | 200 | W/ft2 Btuh/person
Unconditioned | 0 | 0 | 250 | 200 | W/ft2 Btuh/person |  | If entering area for "Unconditioned" or "Other" on the spaceTypes input sheet, then values for LPD and EPD must be entered here.
Other | 0 | 0 | 250 | 200 | W/ft2 Btuh/person |  | If entering area for "Unconditioned" or "Other" on the spaceTypes input sheet, then values for LPD and EPD must be entered here.
comments apply to the input block as a whole and not to individual lines
schedTbl | [5 empty] | Estimated equivalent full load hours (EFLH) per day, for lighting, equipment, and people, for each space type. The last column is the density of people in the space, in square feet per person. The user can and should adjust values when there is evidence that a particular building is an outlier with regards to power densities and schedules. The tables are prepopulated with standard modeling values from sources such as COMNET, RESNET, Energy Star, and LEED, where EFLH have been determined from 24 hour schedules. For multifamily buildings, a very significant input is the lighting EFLH in residential space types, which make up most of the building. The default lighting value of 3 EFLH/day can be adjusted based on information from the site or to calibrate. There is no differentiation between weekdays and weekends or holidays.
spaceType | lgtEFLHday | equipEFLHday | peopleEFLHday | ft2person
Residential | 3 | 5.8 | 16.55 | 450
Corridor | 24 | 9 | 0.8 | 3000
Stairwell/Elevator | 24 | 9 | 0.8 | 3000
Common area | 9 | 9 | 7.1 | 200
Mechanical | 2.082 | 9 | 0.8 | 10000
Office/Lounge | 10.5 | 14.1 | 9.2 | 200
Laundry | 15.2 | 2.4 | 3.2 | 100
Restroom | 16 | 9 | 0.8 | 33
Fitness | 8.6333 | 8.6333 | 0.8 | 1000
Retail | 8.6333 | 11.3833 | 5.8333 | 66.6667
Restaurant | 14.55 | 3.95 | 8.4 | 14.2857
Theater | 11.85 | 11.55 | 6.81 | 10
School | 14.4 | 13.8 | 8.35 | 40
Storage | 2.082 | 9 | 0.8 | 10000
Unconditioned | 0 | 0 | 0 | 10000
Other | 0 | 0 | 0 | 10000
lgtSchedTbl
spaceType | EFLH_day |  | 0 | 1 | 2 | 3 | 4 | 5 | 6 | 7 | 8 | 9 | 10 | 11 | 12 | 13 | 14 | 15 | 16 | 17 | 18 | 19 | 20 | 21 | 22 | 23
Residential | 3
Corridor | 24 | bar: 0 to 23
Stairwell/Elevator | 24 | bar: 0 to 23
Common area | 9 |  | 0.1 | 0.1 | 0.1 | 0.1 | 0.1 | 0.3 | 0.45 | 0.45 | 0.45 | 0.45 | 0.3 | 0.3 | 0.3 | 0.3 | 0.3 | 0.3 | 0.3 | 0.3 | 0.6 | 0.8 | 0.9 | 0.8 | 0.6 | 0.3
Mechanical | 2.082 |  | 0.007 | 0.007 | 0.007 | 0.007 | 0.007 | 0.007 | 0.033 | 0.6 | 0.6 | 0.046 | 0.046 | 0.046 | 0.033 | 0.033 | 0.033 | 0.033 | 0.033 | 0.046 | 0.093 | 0.093 | 0.093 | 0.093 | 0.079 | 0.007
Office/Lounge | 10.5 |  | 0.05 | 0.05 | 0.05 | 0.05 | 0.05 | 0.1 | 0.1 | 0.3 | 0.9 | 0.9 | 0.9 | 0.9 | 0.9 | 0.9 | 0.9 | 0.9 | 0.9 | 0.5 | 0.3 | 0.3 | 0.2 | 0.2 | 0.1 | 0.05
Laundry | 15.2 |  | 0.1 | 0.1 | 0.1 | 0.1 | 0.1 | 0.1 | 0.9 | 0.9 | 0.9 | 0.9 | 0.9 | 0.9 | 0.9 | 0.9 | 0.9 | 0.9 | 0.9 | 0.9 | 0.9 | 0.9 | 0.9 | 0.9 | 0.1 | 0.1 | Estimated
Restroom | 16 |  | 0 | 0 | 0 | 0 | 0 | 0 | 1 | 1 | 1 | 1 | 1 | 1 | 1 | 1 | 1 | 1 | 1 | 1 | 1 | 1 | 1 | 1 | 0 | 0
Fitness | 8.6333 |  | 0.05 | 0.05 | 0.05 | 0.05 | 0.05 | 0.05 | 0.05 | 0.05 | 0.11667 | 0.25 | 0.53333 | 0.73333 | 0.73333 | 0.8 | 0.8 | 0.8 | 0.8 | 0.8 | 0.73333 | 0.4 | 0.28333 | 0.28333 | 0.11667 | 0.05 | Same as retail
Retail | 8.6333 |  | 0.05 | 0.05 | 0.05 | 0.05 | 0.05 | 0.05 | 0.05 | 0.05 | 0.11667 | 0.25 | 0.53333 | 0.73333 | 0.73333 | 0.8 | 0.8 | 0.8 | 0.8 | 0.8 | 0.73333 | 0.4 | 0.28333 | 0.28333 | 0.11667 | 0.05
Restaurant | 14.55 |  | 0.15 | 0.15 | 0.15 | 0.15 | 0.15 | 0.2 | 0.4 | 0.4 | 0.6 | 0.6 | 0.9 | 0.9 | 0.9 | 0.9 | 0.9 | 0.9 | 0.9 | 0.9 | 0.9 | 0.9 | 0.9 | 0.9 | 0.5 | 0.3 | Comnet
Theater | 11.85 |  | 0.05 | 0.05 | 0.05 | 0.05 | 0.05 | 0.05 | 0.05 | 0.05 | 0.05 | 0.35 | 0.35 | 0.65 | 0.65 | 0.65 | 0.85 | 0.85 | 0.85 | 0.85 | 0.85 | 0.9 | 0.9 | 0.9 | 0.9 | 0.9 | Estimated for movie theater
School | 14.4 |  | 0.18 | 0.18 | 0.18 | 0.18 | 0.18 | 0.18 | 0.18 | 0.9 | 0.9 | 0.9 | 0.9 | 0.9 | 0.9 | 0.9 | 0.9 | 0.9 | 0.9 | 0.9 | 0.9 | 0.9 | 0.9 | 0.18 | 0.18 | 0.18 | Comnet
Storage | 2.082 |  | 0.007 | 0.007 | 0.007 | 0.007 | 0.007 | 0.007 | 0.033 | 0.6 | 0.6 | 0.046 | 0.046 | 0.046 | 0.033 | 0.033 | 0.033 | 0.033 | 0.033 | 0.046 | 0.093 | 0.093 | 0.093 | 0.093 | 0.079 | 0.007
Unconditioned | 0
Other | 0
equipSchedTbl
spaceType | EFLH_day |  | 0 | 1 | 2 | 3 | 4 | 5 | 6 | 7 | 8 | 9 | 10 | 11 | 12 | 13 | 14 | 15 | 16 | 17 | 18 | 19 | 20 | 21 | 22 | 23
Residential | 5.8 |  | 0.05 | 0.05 | 0.05 | 0.05 | 0.05 | 0.05 | 0.05 | 0.05 | 0.5 | 0.5 | 0.5 | 0.5 | 0.3 | 0.5 | 0.5 | 0.5 | 0.5 | 0.5 | 0.35 | 0.05 | 0.05 | 0.05 | 0.05 | 0.05
Corridor | 9 |  | 0.1 | 0.1 | 0.1 | 0.1 | 0.1 | 0.3 | 0.45 | 0.45 | 0.45 | 0.45 | 0.3 | 0.3 | 0.3 | 0.3 | 0.3 | 0.3 | 0.3 | 0.3 | 0.6 | 0.8 | 0.9 | 0.8 | 0.6 | 0.3 | Estimated negligible
Stairwell/Elevator | 9 |  | 0.1 | 0.1 | 0.1 | 0.1 | 0.1 | 0.3 | 0.45 | 0.45 | 0.45 | 0.45 | 0.3 | 0.3 | 0.3 | 0.3 | 0.3 | 0.3 | 0.3 | 0.3 | 0.6 | 0.8 | 0.9 | 0.8 | 0.6 | 0.3 | Comnet
Common area | 9 |  | 0.1 | 0.1 | 0.1 | 0.1 | 0.1 | 0.3 | 0.45 | 0.45 | 0.45 | 0.45 | 0.3 | 0.3 | 0.3 | 0.3 | 0.3 | 0.3 | 0.3 | 0.3 | 0.6 | 0.8 | 0.9 | 0.8 | 0.6 | 0.3
Mechanical | 9 |  | 0.1 | 0.1 | 0.1 | 0.1 | 0.1 | 0.3 | 0.45 | 0.45 | 0.45 | 0.45 | 0.3 | 0.3 | 0.3 | 0.3 | 0.3 | 0.3 | 0.3 | 0.3 | 0.6 | 0.8 | 0.9 | 0.8 | 0.6 | 0.3
Office/Lounge | 14.1 |  | 0.4 | 0.4 | 0.4 | 0.4 | 0.4 | 0.4 | 0.4 | 0.4 | 0.9 | 0.9 | 0.9 | 0.9 | 0.8 | 0.9 | 0.9 | 0.9 | 0.9 | 0.5 | 0.4 | 0.4 | 0.4 | 0.4 | 0.4 | 0.4
Laundry | 2.4 |  | 0.1 | 0.1 | 0.1 | 0.1 | 0.1 | 0.1 | 0.1 | 0.1 | 0.1 | 0.1 | 0.1 | 0.1 | 0.1 | 0.1 | 0.1 | 0.1 | 0.1 | 0.1 | 0.1 | 0.1 | 0.1 | 0.1 | 0.1 | 0.1 | Comnet for "assembly"
Restroom | 9 |  | 0.1 | 0.1 | 0.1 | 0.1 | 0.1 | 0.3 | 0.45 | 0.45 | 0.45 | 0.45 | 0.3 | 0.3 | 0.3 | 0.3 | 0.3 | 0.3 | 0.3 | 0.3 | 0.6 | 0.8 | 0.9 | 0.8 | 0.6 | 0.3
Fitness | 8.6333 |  | 0.05 | 0.05 | 0.05 | 0.05 | 0.05 | 0.05 | 0.05 | 0.05 | 0.11667 | 0.25 | 0.53333 | 0.73333 | 0.73333 | 0.8 | 0.8 | 0.8 | 0.8 | 0.8 | 0.73333 | 0.4 | 0.28333 | 0.28333 | 0.11667 | 0.05
Retail | 11.3833 |  | 0.16667 | 0.16667 | 0.16667 | 0.16667 | 0.16667 | 0.16667 | 0.16667 | 0.16667 | 0.28333 | 0.41667 | 0.66667 | 0.8 | 0.8 | 0.86667 | 0.86667 | 0.86667 | 0.86667 | 0.86667 | 0.8 | 0.66667 | 0.45 | 0.45 | 0.21667 | 0.16667
Restaurant | 3.95 |  | 0.03 | 0.02 | 0.03 | 0.02 | 0.05 | 0.12 | 0.13 | 0.15 | 0.18 | 0.21 | 0.26 | 0.29 | 0.27 | 0.25 | 0.23 | 0.23 | 0.26 | 0.26 | 0.24 | 0.22 | 0.2 | 0.18 | 0.09 | 0.03 | Comnet
Theater | 11.55 |  | 0.05 | 0.05 | 0.05 | 0.05 | 0.05 | 0.05 | 0.4 | 0.4 | 0.4 | 0.75 | 0.75 | 0.75 | 0.75 | 0.75 | 0.75 | 0.75 | 0.75 | 0.75 | 0.75 | 0.75 | 0.75 | 0.75 | 0.25 | 0.05 | Same as retail
School | 13.8 |  | 0.35 | 0.35 | 0.35 | 0.35 | 0.35 | 0.35 | 0.35 | 0.35 | 0.95 | 0.95 | 0.95 | 0.95 | 0.95 | 0.95 | 0.95 | 0.95 | 0.95 | 0.35 | 0.35 | 0.35 | 0.35 | 0.35 | 0.35 | 0.35
Storage | 9 |  | 0.1 | 0.1 | 0.1 | 0.1 | 0.1 | 0.3 | 0.45 | 0.45 | 0.45 | 0.45 | 0.3 | 0.3 | 0.3 | 0.3 | 0.3 | 0.3 | 0.3 | 0.3 | 0.6 | 0.8 | 0.9 | 0.8 | 0.6 | 0.3
Unconditioned | 0
Other | 0
peopleSchedTbl
spaceType | EFLH_day | ft2_person | 0 | 1 | 2 | 3 | 4 | 5 | 6 | 7 | 8 | 9 | 10 | 11 | 12 | 13 | 14 | 15 | 16 | 17 | 18 | 19 | 20 | 21 | 22 | 23 | Schedule source
Residential | 16.55 | 450 | 1 | 1 | 1 | 1 | 1 | 1 | 1 | 0.9 | 0.4 | 0.25 | 0.25 | 0.25 | 0.25 | 0.25 | 0.25 | 0.25 | 0.3 | 0.5 | 0.9 | 0.9 | 0.9 | 1 | 1 | 1 | Comnet
Corridor | 0.8 | 3000 | 0 | 0 | 0 | 0 | 0 | 0 | 0 | 0.05 | 0.05 | 0.05 | 0.05 | 0.05 | 0.05 | 0.05 | 0.05 | 0.05 | 0.05 | 0.05 | 0.05 | 0.05 | 0.05 | 0.05 | 0.05 | 0 | Minimize
Stairwell/Elevator | 0.8 | 3000 | 0 | 0 | 0 | 0 | 0 | 0 | 0 | 0.05 | 0.05 | 0.05 | 0.05 | 0.05 | 0.05 | 0.05 | 0.05 | 0.05 | 0.05 | 0.05 | 0.05 | 0.05 | 0.05 | 0.05 | 0.05 | 0 | Estimated
Common area | 7.1 | 200 | 0 | 0 | 0 | 0 | 0 | 0 | 0 | 0 | 0.2 | 0.2 | 0.2 | 0.8 | 0.8 | 0.8 | 0.8 | 0.8 | 0.8 | 0.8 | 0.2 | 0.2 | 0.2 | 0.2 | 0.1 | 0 | Comnet "assembly"
Mechanical | 0.8 | 10000 | 0 | 0 | 0 | 0 | 0 | 0 | 0 | 0.05 | 0.05 | 0.05 | 0.05 | 0.05 | 0.05 | 0.05 | 0.05 | 0.05 | 0.05 | 0.05 | 0.05 | 0.05 | 0.05 | 0.05 | 0.05 | 0 | Neglect
Office/Lounge | 9.2 | 200 | 0 | 0 | 0 | 0 | 0 | 0 | 0.1 | 0.2 | 0.95 | 0.95 | 0.95 | 0.95 | 0.5 | 0.95 | 0.95 | 0.95 | 0.95 | 0.3 | 0.1 | 0.1 | 0.1 | 0.1 | 0.05 | 0.05 | Comnet
Laundry | 3.2 | 100 | 0 | 0 | 0 | 0 | 0 | 0 | 0 | 0.2 | 0.2 | 0.2 | 0.2 | 0.2 | 0.2 | 0.2 | 0.2 | 0.2 | 0.2 | 0.2 | 0.2 | 0.2 | 0.2 | 0.2 | 0.2 | 0 | Estimated
Restroom | 0.8 | 33 | 0 | 0 | 0 | 0 | 0 | 0 | 0 | 0.05 | 0.05 | 0.05 | 0.05 | 0.05 | 0.05 | 0.05 | 0.05 | 0.05 | 0.05 | 0.05 | 0.05 | 0.05 | 0.05 | 0.05 | 0.05 | 0 | Estimated
Fitness | 0.8 | 1000 | 0 | 0 | 0 | 0 | 0 | 0 | 0 | 0.05 | 0.05 | 0.05 | 0.05 | 0.05 | 0.05 | 0.05 | 0.05 | 0.05 | 0.05 | 0.05 | 0.05 | 0.05 | 0.05 | 0.05 | 0.05 | 0 | Estimated
Retail | 5.8333 | 66.6667 | 0 | 0 | 0 | 0 | 0 | 0 | 0 | 0 | 0.066667 | 0.13333 | 0.36667 | 0.43333 | 0.56667 | 0.63333 | 0.63333 | 0.63333 | 0.66667 | 0.63333 | 0.43333 | 0.26667 | 0.16667 | 0.16667 | 0.033333 | 0 | Comnet
Restaurant | 8.4 | 14.2857 | 0.05 | 0 | 0 | 0 | 0 | 0.05 | 0.1 | 0.4 | 0.4 | 0.4 | 0.2 | 0.5 | 0.8 | 0.7 | 0.4 | 0.2 | 0.25 | 0.5 | 0.8 | 0.8 | 0.8 | 0.5 | 0.35 | 0.2 | Comnet
Theater | 6.81 | 10 | 0 | 0 | 0 | 0 | 0 | 0 | 0 | 0 | 0 | 0.02 | 0.02 | 0.02 | 0.25 | 0.25 | 0.25 | 0.25 | 0.25 | 0.65 | 0.75 | 0.9 | 0.9 | 0.9 | 0.9 | 0.5 | Estimated
School | 8.35 | 40 | 0 | 0 | 0 | 0 | 0 | 0 | 0 | 0 | 0.95 | 0.95 | 0.95 | 0.95 | 0.95 | 0.95 | 0.95 | 0.95 | 0.15 | 0.15 | 0.15 | 0.15 | 0.15 | 0 | 0 | 0 | Comnet
Storage | 0.8 | 10000 | 0 | 0 | 0 | 0 | 0 | 0 | 0 | 0.05 | 0.05 | 0.05 | 0.05 | 0.05 | 0.05 | 0.05 | 0.05 | 0.05 | 0.05 | 0.05 | 0.05 | 0.05 | 0.05 | 0.05 | 0.05 | 0 | Neglect
Unconditioned | 0 | 10000
Other | 0 | 10000
Note on B50: Nicholas Hernandez: Can change for calibration

## AirMovers
Name | type | Quantity | cfmPerUnit | hoursDayTime1 | hoursDayTime2 | HeatingSensibleEfficiency | CoolingTotalEfficiency | MotorHP | FracConditioned | CalcMethod | Flow_cfm | TotalStaticPressure_inch | FanEff | MotorEff | MotorPowerDraw_kW | AvgSpeed | StartMonth | EndMonth
ventilator1 | ExhaustFan | 20 | 1100 | 0.5 | 0.5 |  |  |  | 1 | InputMotorPower |  |  |  |  | 0.05 | 1 | 1 | 12
ventilator2 | SupplyFan | 2 | 400 | 8 | 0 |  |  | 1 | 0 | ComputeMotorPower | 4000 | 1 | 0.6 | 0.62 |  | 1 | 10 | 6
ventilator3 | ERV | 1 | 200 | 12 | 0 | 0.8 | 0.5 |  | 1 | InputMotorPower |  |  |  |  | 0.05 | 1 | 1 | 12
ventilator4 | AirHandlingUnit | 1 | 500 | 4 | 2 |  |  |  | 0 | ComputeMotorPower | 4000 | 1 | 0.6 | 0.62 |  | 1 | 10 | 6
ventilation drop down list
ExhaustFan
SupplyFan
AirHandlingUnit
ERV

## spaceTypes
spaceTypes |  |  | Identify the space types in the building, and the area of each. This generally requires measurements from building floor plans.
spaceType | area | units |  | default
Residential | 16446 | ft2 | Enter the area of each space type. This is used to calculate the internal gains | 0 | ft2
Corridor | 1476 | ft2 | due to lights, miscellaneous equipment, and people. Enter zero if a space type is not present. | 0 | ft2
Stairwell/Elevator | 848 | ft2 |  | 0 | ft2
Common area | 0 | ft2 |  | 0 | ft2
Mechanical | 262 | ft2 |  | 0 | ft2
Office/Lounge | 0 | ft2 |  | 0 | ft2
Laundry | 225 | ft2 |  | 0 | ft2
Restroom | 0 | ft2 |  | 0 | ft2
Fitness | 0 | ft2 |  | 0 | ft2
Retail | 0 | ft2 |  | 0 | ft2
Restaurant | 0 | ft2 |  | 0 | ft2
Theater | 0 | ft2 |  | 0 | ft2
School | 0 | ft2 |  | 0 | ft2
Storage | 690 | ft2 |  | 0 | ft2
Unconditioned |  | ft2 | If entering space here, enter the lighting and equipment power densities in the intGains input sheet. | 0 | ft2
Other | 0 | ft2 | If entering space here, enter the lighting and equipment power densities in the intGains input sheet. | 0 | ft2

## DegD
weather_data |  | degrees C |  | meters / second |  | TMY3x - dates are wrong
Date | Time | DryBulb | Rhum | wSpeed | Extract these five fields of average weather data from TMY3 or TMY3x files and insert here. | Boston
2010-01-01 | 1:00 | 3.9 | 93 | 6.2 | Date. The dates run from January 1 to December 31. The year indicates the source year for the TMY file but is not used in the calculation.
2010-01-01 01:00 | 2:00 | 4.4 | 93 | 5.7 | Time. Time in 24 hour format. hh:mm
2010-01-01 02:00 | 3:00 | 6.1 | 93 | 6.2 | DryBulb. Temperature in degrees C.
2010-01-01 03:00 | 4:00 | 7.8 | 89 | 5.7 | Rhum. Relative humidity as a number between 0 and 100, so 50 is 50% RH.
2010-01-01 04:00 | 5:00 | 7.8 | 89 | 5.7 | wSpeed. Wind speed in meters per second.
2010-01-01 05:00 | 6:00 | 10 | 87 | 6.7
2010-01-01 06:00 | 7:00 | 10.6 | 89 | 7.7
2010-01-01 07:00 | 8:00 | 12.2 | 83 | 8.2
2010-01-01 08:00 | 9:00 | 13.3 | 75 | 6.2
2010-01-01 09:00 | 10:00 | 14.4 | 67 | 7.7
2010-01-01 10:00 | 11:00 | 14.4 | 67 | 6.2
2010-01-01 11:00 | 12:00 | 13.3 | 51 | 5.2
2010-01-01 12:00 | 13:00 | 12.8 | 47 | 5.7
2010-01-01 13:00 | 14:00 | 12.8 | 47 | 8.8
2010-01-01 14:00 | 15:00 | 10.6 | 44 | 7.7
2010-01-01 15:00 | 16:00 | 8.9 | 47 | 6.7
2010-01-01 16:00 | 17:00 | 8.9 | 47 | 6.7
2010-01-01 17:00 | 18:00 | 6.7 | 52 | 7.7
2010-01-01 18:00 | 19:00 | 5.6 | 53 | 8.2
2010-01-01 19:00 | 20:00 | 5.6 | 53 | 7.7
2010-01-01 20:00 | 21:00 | 3.9 | 50 | 8.2
2010-01-01 21:00 | 22:00 | 2.8 | 49 | 8.8
2010-01-01 22:00 | 23:00 | 2.8 | 49 | 8.2
2010-01-01 23:00 | 24:00 | 1.1 | 48 | 6.7
2010-01-02 | 1:00 | 0.6 | 47 | 6.2
2010-01-02 01:00 | 2:00 | 0.6 | 47 | 6.7
2010-01-02 02:00 | 3:00 | -0.6 | 45 | 7.2
2010-01-02 03:00 | 4:00 | -1.1 | 44 | 3.1
2010-01-02 04:00 | 5:00 | -1.1 | 44 | 5.7
2010-01-02 05:00 | 6:00 | -1.7 | 44 | 6.2
2010-01-02 06:00 | 7:00 | -2.2 | 42 | 5.2
2010-01-02 07:00 | 8:00 | -2.2 | 42 | 5.2
2010-01-02 08:00 | 9:00 | -1.1 | 31 | 3.1
2010-01-02 09:00 | 10:00 | 0 | 27 | 3.1
2010-01-02 10:00 | 11:00 | 0 | 27 | 2.6
2010-01-02 11:00 | 12:00 | 1.7 | 20 | 3.6
2010-01-02 12:00 | 13:00 | 2.2 | 18 | 2.6
2010-01-02 13:00 | 14:00 | 2.2 | 18 | 2.6
2010-01-02 14:00 | 15:00 | 1.1 | 32 | 1.5
2010-01-02 15:00 | 16:00 | 0.6 | 32 | 1.5
2010-01-02 16:00 | 17:00 | 0.6 | 32 | 1
2010-01-02 17:00 | 18:00 | 0 | 40 | 0.5
2010-01-02 18:00 | 19:00 | 0 | 39 | 0
2010-01-02 19:00 | 20:00 | 0 | 39 | 1.5
2010-01-02 20:00 | 21:00 | 0 | 47 | 3.1
2010-01-02 21:00 | 22:00 | 0 | 54 | 3.1
2010-01-02 22:00 | 23:00 | 0 | 54 | 3.1
2010-01-02 23:00 | 24:00 | 0 | 66 | 5.2
2010-01-03 | 1:00 | 0.6 | 66 | 4.1
2010-01-03 01:00 | 2:00 | 0.6 | 66 | 4.1
2010-01-03 02:00 | 3:00 | 1.7 | 67 | 4.6
2010-01-03 03:00 | 4:00 | 1.7 | 70 | 5.2
2010-01-03 04:00 | 5:00 | 1.7 | 70 | 3.1
2010-01-03 05:00 | 6:00 | 2.2 | 74 | 1.5
2010-01-03 06:00 | 7:00 | 2.8 | 78 | 2.6
2010-01-03 07:00 | 8:00 | 2.8 | 78 | 4.6
2010-01-03 08:00 | 9:00 | 3.3 | 82 | 5.2
2010-01-03 09:00 | 10:00 | 3.3 | 85 | 5.7
2010-01-03 10:00 | 11:00 | 3.3 | 85 | 4.1
2010-01-03 11:00 | 12:00 | 7.2 | 63 | 3.6
2010-01-03 12:00 | 13:00 | 7.2 | 55 | 4.1
2010-01-03 13:00 | 14:00 | 7.2 | 55 | 4.6
2010-01-03 14:00 | 15:00 | 7.2 | 50 | 1.5
2010-01-03 15:00 | 16:00 | 6.7 | 47 | 2.6
2010-01-03 16:00 | 17:00 | 6.7 | 47 | 3.1
2010-01-03 17:00 | 18:00 | 5 | 51 | 4.1
2010-01-03 18:00 | 19:00 | 4.4 | 55 | 4.6
2010-01-03 19:00 | 20:00 | 4.4 | 55 | 5.2
2010-01-03 20:00 | 21:00 | 3.3 | 52 | 7.2
2010-01-03 21:00 | 22:00 | 3.3 | 52 | 5.7
2010-01-03 22:00 | 23:00 | 3.3 | 52 | 6.2
2010-01-03 23:00 | 24:00 | 3.9 | 45 | 7.2
2010-01-04 | 1:00 | 3.3 | 47 | 7.7
2010-01-04 01:00 | 2:00 | 3.3 | 47 | 7.7
2010-01-04 02:00 | 3:00 | 2.8 | 51 | 7.2
2010-01-04 03:00 | 4:00 | 2.8 | 54 | 6.2
2010-01-04 04:00 | 5:00 | 2.8 | 54 | 7.2
2010-01-04 05:00 | 6:00 | 2.2 | 59 | 7.2
2010-01-04 06:00 | 7:00 | 1.7 | 61 | 4.6
2010-01-04 07:00 | 8:00 | 1.7 | 61 | 7.2
2010-01-04 08:00 | 9:00 | 3.3 | 57 | 10.3
2010-01-04 09:00 | 10:00 | 5 | 51 | 9.8
2010-01-04 10:00 | 11:00 | 5 | 51 | 10.8
2010-01-04 11:00 | 12:00 | 7.2 | 43 | 7.2
2010-01-04 12:00 | 13:00 | 8.3 | 40 | 11.3
2010-01-04 13:00 | 14:00 | 8.3 | 40 | 10.8
2010-01-04 14:00 | 15:00 | 8.3 | 42 | 10.8
2010-01-04 15:00 | 16:00 | 7.8 | 46 | 9.3
2010-01-04 16:00 | 17:00 | 7.8 | 46 | 11.8
2010-01-04 17:00 | 18:00 | 6.1 | 56 | 11.8
2010-01-04 18:00 | 19:00 | 6.1 | 56 | 9.8
2010-01-04 19:00 | 20:00 | 6.1 | 56 | 9.8
2010-01-04 20:00 | 21:00 | 5.6 | 58 | 10.3
2010-01-04 21:00 | 22:00 | 5.6 | 61 | 9.3
2010-01-04 22:00 | 23:00 | 5.6 | 61 | 8.8
2010-01-04 23:00 | 24:00 | 4.4 | 70 | 8.2
2010-01-05 | 1:00 | 4.4 | 73 | 9.3
2010-01-05 01:00 | 2:00 | 4.4 | 73 | 8.8
2010-01-05 02:00 | 3:00 | 4.4 | 73 | 8.8
2010-01-05 03:00 | 4:00 | 4.4 | 76 | 7.2
2010-01-05 04:00 | 5:00 | 4.4 | 76 | 10.3
2010-01-05 05:00 | 6:00 | 4.4 | 83 | 9.3
2010-01-05 06:00 | 7:00 | 4.4 | 86 | 6.7
2010-01-05 07:00 | 8:00 | 4.4 | 86 | 7.7
2010-01-05 08:00 | 9:00 | 5 | 89 | 9.3
2010-01-05 09:00 | 10:00 | 6.1 | 89 | 9.3
2010-01-05 10:00 | 11:00 | 6.1 | 89 | 10.3
2010-01-05 11:00 | 12:00 | 6.1 | 89 | 9.8
2010-01-05 12:00 | 13:00 | 5.6 | 85 | 7.7
2010-01-05 13:00 | 14:00 | 5.6 | 85 | 7.2
2010-01-05 14:00 | 15:00 | 5 | 89 | 8.2
2010-01-05 15:00 | 16:00 | 4.4 | 89 | 7.7
2010-01-05 16:00 | 17:00 | 4.4 | 89 | 5.7
2010-01-05 17:00 | 18:00 | 4.4 | 86 | 5.7
2010-01-05 18:00 | 19:00 | 4.4 | 86 | 6.2
2010-01-05 19:00 | 20:00 | 4.4 | 86 | 6.7
2010-01-05 20:00 | 21:00 | 3.9 | 86 | 6.2
2010-01-05 21:00 | 22:00 | 3.9 | 82 | 6.7
2010-01-05 22:00 | 23:00 | 3.9 | 82 | 6.2
2010-01-05 23:00 | 24:00 | 3.3 | 75 | 4.6
2010-01-06 | 1:00 | 3.3 | 75 | 5.7
2010-01-06 01:00 | 2:00 | 3.3 | 75 | 2.6
2010-01-06 02:00 | 3:00 | 2.2 | 78 | 2.6
2010-01-06 03:00 | 4:00 | 2.2 | 78 | 3.1
2010-01-06 04:00 | 5:00 | 2.2 | 78 | 2.6
2010-01-06 05:00 | 6:00 | 3.3 | 69 | 3.6
2010-01-06 06:00 | 7:00 | 3.3 | 69 | 3.1
2010-01-06 07:00 | 8:00 | 3.3 | 69 | 2.6
2010-01-06 08:00 | 9:00 | 3.9 | 69 | 3.1
2010-01-06 09:00 | 10:00 | 4.4 | 67 | 2.6
2010-01-06 10:00 | 11:00 | 4.4 | 67 | 3.1
2010-01-06 11:00 | 12:00 | 6.7 | 59 | 3.6
2010-01-06 12:00 | 13:00 | 7.2 | 55 | 5.2
2010-01-06 13:00 | 14:00 | 7.2 | 55 | 6.2
2010-01-06 14:00 | 15:00 | 6.1 | 54 | 6.2
2010-01-06 15:00 | 16:00 | 5.6 | 49 | 5.2
2010-01-06 16:00 | 17:00 | 5.6 | 49 | 5.7
2010-01-06 17:00 | 18:00 | 2.2 | 42 | 4.6
2010-01-06 18:00 | 19:00 | 1.1 | 39 | 4.6
2010-01-06 19:00 | 20:00 | 1.1 | 39 | 5.7
2010-01-06 20:00 | 21:00 | -1.1 | 35 | 5.2
2010-01-06 21:00 | 22:00 | -1.7 | 36 | 6.2
2010-01-06 22:00 | 23:00 | -1.7 | 36 | 6.7
2010-01-06 23:00 | 24:00 | -3.9 | 41 | 7.2
2010-01-07 | 1:00 | -4.4 | 39 | 7.2
2010-01-07 01:00 | 2:00 | -4.4 | 39 | 6.7
2010-01-07 02:00 | 3:00 | -5 | 39 | 5.7
2010-01-07 03:00 | 4:00 | -6.1 | 35 | 5.2
2010-01-07 04:00 | 5:00 | -6.1 | 35 | 6.2
2010-01-07 05:00 | 6:00 | -6.7 | 32 | 6.2
2010-01-07 06:00 | 7:00 | -7.2 | 31 | 5.2
2010-01-07 07:00 | 8:00 | -7.2 | 31 | 7.7
2010-01-07 08:00 | 9:00 | -6.1 | 28 | 7.2
2010-01-07 09:00 | 10:00 | -5 | 26 | 6.2
2010-01-07 10:00 | 11:00 | -5 | 26 | 6.2
2010-01-07 11:00 | 12:00 | -2.2 | 21 | 7.7
2010-01-07 12:00 | 13:00 | -1.1 | 19 | 5.7
2010-01-07 13:00 | 14:00 | -1.1 | 19 | 6.7
2010-01-07 14:00 | 15:00 | -0.6 | 16 | 5.2
2010-01-07 15:00 | 16:00 | -1.1 | 17 | 4.6
2010-01-07 16:00 | 17:00 | -1.1 | 17 | 5.2
2010-01-07 17:00 | 18:00 | -1.7 | 22 | 5.2
2010-01-07 18:00 | 19:00 | -2.2 | 23 | 4.1
2010-01-07 19:00 | 20:00 | -2.2 | 23 | 3.6
2010-01-07 20:00 | 21:00 | -2.2 | 25 | 3.1
2010-01-07 21:00 | 22:00 | -2.2 | 29 | 2.1
2010-01-07 22:00 | 23:00 | -2.2 | 29 | 2.1
2010-01-07 23:00 | 24:00 | -0.6 | 37 | 2.1
2010-01-08 | 1:00 | -0.6 | 31 | 2.1
2010-01-08 01:00 | 2:00 | -0.6 | 31 | 2.6
2010-01-08 02:00 | 3:00 | -1.1 | 31 | 4.1
2010-01-08 03:00 | 4:00 | -0.6 | 41 | 4.6
2010-01-08 04:00 | 5:00 | -0.6 | 41 | 4.1
2010-01-08 05:00 | 6:00 | -0.6 | 57 | 5.2
2010-01-08 06:00 | 7:00 | 0.6 | 63 | 5.2
2010-01-08 07:00 | 8:00 | 0.6 | 63 | 4.1
2010-01-08 08:00 | 9:00 | 1.1 | 73 | 5.2
2010-01-08 09:00 | 10:00 | 2.2 | 74 | 5.2
2010-01-08 10:00 | 11:00 | 2.2 | 74 | 5.2
2010-01-08 11:00 | 12:00 | 3.3 | 89 | 6.2
2010-01-08 12:00 | 13:00 | 3.9 | 93 | 6.2
2010-01-08 13:00 | 14:00 | 5.6 | 89 | 6.7
2010-01-08 14:00 | 15:00 | 5 | 93 | 6.7
2010-01-08 15:00 | 16:00 | 5.6 | 89 | 6.7
2010-01-08 16:00 | 17:00 | 5.6 | 89 | 7.7
2010-01-08 17:00 | 18:00 | 5.6 | 92 | 7.7
2010-01-08 18:00 | 19:00 | 5.6 | 92 | 8.2
2010-01-08 19:00 | 20:00 | 5.6 | 92 | 8.2
2010-01-08 20:00 | 21:00 | 4.4 | 93 | 8.8
2010-01-08 21:00 | 22:00 | 2.8 | 92 | 7.2
2010-01-08 22:00 | 23:00 | 2.2 | 92 | 7.7
2010-01-08 23:00 | 24:00 | 2.8 | 89 | 7.2
2010-01-09 | 1:00 | 1.7 | 92 | 6.7
2010-01-09 01:00 | 2:00 | 1.7 | 92 | 6.2
2010-01-09 02:00 | 3:00 | 2.2 | 92 | 7.2
2010-01-09 03:00 | 4:00 | 2.2 | 89 | 7.2
2010-01-09 04:00 | 5:00 | 2.2 | 89 | 6.2
2010-01-09 05:00 | 6:00 | 2.2 | 92 | 5.2
2010-01-09 06:00 | 7:00 | 2.8 | 92 | 5.7
2010-01-09 07:00 | 8:00 | 2.8 | 96 | 4.6
2010-01-09 08:00 | 9:00 | 6.1 | 73 | 4.6
2010-01-09 09:00 | 10:00 | 6.7 | 70 | 5.2
2010-01-09 10:00 | 11:00 | 6.7 | 70 | 5.2
2010-01-09 11:00 | 12:00 | 7.2 | 63 | 4.6
2010-01-09 12:00 | 13:00 | 7.2 | 60 | 4.6
2010-01-09 13:00 | 14:00 | 7.2 | 60 | 4.1
2010-01-09 14:00 | 15:00 | 6.7 | 65 | 6.7
2010-01-09 15:00 | 16:00 | 6.7 | 59 | 6.7
2010-01-09 16:00 | 17:00 | 6.7 | 54 | 7.2
2010-01-09 17:00 | 18:00 | 5.6 | 56 | 6.7
2010-01-09 18:00 | 19:00 | 4.4 | 58 | 5.7
2010-01-09 19:00 | 20:00 | 4.4 | 58 | 6.2
2010-01-09 20:00 | 21:00 | 3.3 | 52 | 5.2
2010-01-09 21:00 | 22:00 | 2.8 | 51 | 7.2
2010-01-09 22:00 | 23:00 | 2.8 | 51 | 8.2
2010-01-09 23:00 | 24:00 | 2.8 | 51 | 6.7
2010-01-10 | 1:00 | 2.2 | 51 | 6.7
2010-01-10 01:00 | 2:00 | 2.2 | 51 | 6.7
2010-01-10 02:00 | 3:00 | 2.2 | 51 | 7.2
2010-01-10 03:00 | 4:00 | 2.2 | 51 | 7.7
2010-01-10 04:00 | 5:00 | 2.2 | 51 | 6.7
2010-01-10 05:00 | 6:00 | 2.2 | 51 | 8.2
2010-01-10 06:00 | 7:00 | 1.7 | 58 | 7.2
2010-01-10 07:00 | 8:00 | 1.7 | 58 | 6.7
2010-01-10 08:00 | 9:00 | 2.2 | 56 | 7.2
2010-01-10 09:00 | 10:00 | 1.7 | 55 | 6.7
2010-01-10 10:00 | 11:00 | 1.7 | 55 | 6.2
2010-01-10 11:00 | 12:00 | 1.7 | 53 | 7.7
2010-01-10 12:00 | 13:00 | 1.1 | 52 | 8.8
2010-01-10 13:00 | 14:00 | 1.1 | 52 | 9.3
2010-01-10 14:00 | 15:00 | 1.7 | 40 | 8.8
2010-01-10 15:00 | 16:00 | 1.7 | 40 | 7.7
2010-01-10 16:00 | 17:00 | 1.7 | 40 | 6.7
2010-01-10 17:00 | 18:00 | 0.6 | 43 | 6.7
2010-01-10 18:00 | 19:00 | 0 | 45 | 6.2
2010-01-10 19:00 | 20:00 | 0 | 45 | 4.6
2010-01-10 20:00 | 21:00 | -1.1 | 44 | 5.2
2010-01-10 21:00 | 22:00 | -2.2 | 46 | 4.1
2010-01-10 22:00 | 23:00 | -2.2 | 46 | 5.7
2010-01-10 23:00 | 24:00 | -3.3 | 46 | 5.2
2010-01-11 | 1:00 | -3.9 | 48 | 4.6
2010-01-11 01:00 | 2:00 | -3.9 | 48 | 5.7
2010-01-11 02:00 | 3:00 | -3.9 | 51 | 3.6
2010-01-11 03:00 | 4:00 | -3.3 | 48 | 4.1
2010-01-11 04:00 | 5:00 | -3.3 | 48 | 3.1
2010-01-11 05:00 | 6:00 | -3.3 | 48 | 2.6
2010-01-11 06:00 | 7:00 | -3.9 | 48 | 3.1
2010-01-11 07:00 | 8:00 | -3.9 | 48 | 3.1
2010-01-11 08:00 | 9:00 | -3.9 | 44 | 3.6
2010-01-11 09:00 | 10:00 | -2.8 | 38 | 1.5
2010-01-11 10:00 | 11:00 | -2.8 | 38 | 1.5
2010-01-11 11:00 | 12:00 | -2.2 | 36 | 1
2010-01-11 12:00 | 13:00 | -1.7 | 33 | 1.5
2010-01-11 13:00 | 14:00 | -1.7 | 33 | 1.5
2010-01-11 14:00 | 15:00 | -2.8 | 32 | 4.1
2010-01-11 15:00 | 16:00 | -2.8 | 28 | 4.6
2010-01-11 16:00 | 17:00 | -2.8 | 28 | 4.1
2010-01-11 17:00 | 18:00 | -5 | 26 | 5.7
2010-01-11 18:00 | 19:00 | -5.6 | 27 | 6.7
2010-01-11 19:00 | 20:00 | -5.6 | 27 | 5.2
2010-01-11 20:00 | 21:00 | -7.2 | 29 | 4.6
2010-01-11 21:00 | 22:00 | -7.8 | 31 | 3.6
2010-01-11 22:00 | 23:00 | -8.3 | 32 | 4.1
2010-01-11 23:00 | 24:00 | -8.3 | 31 | 4.1
2010-01-12 | 1:00 | -8.9 | 34 | 6.7
2010-01-12 01:00 | 2:00 | -8.9 | 34 | 7.2
2010-01-12 02:00 | 3:00 | -8.9 | 32 | 7.2
2010-01-12 03:00 | 4:00 | -9.4 | 36 | 7.7
2010-01-12 04:00 | 5:00 | -9.4 | 36 | 8.2
2010-01-12 05:00 | 6:00 | -9.4 | 40 | 9.8
2010-01-12 06:00 | 7:00 | -9.4 | 40 | 9.3
2010-01-12 07:00 | 8:00 | -9.4 | 40 | 9.8
2010-01-12 08:00 | 9:00 | -7.8 | 36 | 10.3
2010-01-12 09:00 | 10:00 | -6.7 | 32 | 8.8
2010-01-12 10:00 | 11:00 | -5 | 27 | 10.3
2010-01-12 11:00 | 12:00 | -3.9 | 25 | 7.7
2010-01-12 12:00 | 13:00 | -2.2 | 21 | 6.7
2010-01-12 13:00 | 14:00 | -2.2 | 21 | 6.7
2010-01-12 14:00 | 15:00 | -2.2 | 21 | 6.7
2010-01-12 15:00 | 16:00 | -2.2 | 23 | 7.2
2010-01-12 16:00 | 17:00 | -2.2 | 23 | 6.2
2010-01-12 17:00 | 18:00 | -3.3 | 25 | 6.2
2010-01-12 18:00 | 19:00 | -3.9 | 26 | 6.2
2010-01-12 19:00 | 20:00 | -3.9 | 26 | 5.2
2010-01-12 20:00 | 21:00 | -5 | 30 | 3.6
2010-01-12 21:00 | 22:00 | -5.6 | 32 | 3.6
2010-01-12 22:00 | 23:00 | -5.6 | 32 | 3.1
2010-01-12 23:00 | 24:00 | -6.7 | 37 | 3.6
2010-01-13 | 1:00 | -7.2 | 41 | 2.1
2010-01-13 01:00 | 2:00 | -7.2 | 41 | 2.1
2010-01-13 02:00 | 3:00 | -7.8 | 43 | 2.1
2010-01-13 03:00 | 4:00 | -8.3 | 45 | 1.5
2010-01-13 04:00 | 5:00 | -8.3 | 45 | 1
2010-01-13 05:00 | 6:00 | -8.3 | 47 | 2.6
2010-01-13 06:00 | 7:00 | -8.9 | 49 | 2.1
2010-01-13 07:00 | 8:00 | -8.9 | 49 | 2.1
2010-01-13 08:00 | 9:00 | -7.8 | 45 | 1
2010-01-13 09:00 | 10:00 | -6.7 | 41 | 0
2010-01-13 10:00 | 11:00 | -6.7 | 41 | 2.1
2010-01-13 11:00 | 12:00 | -3.3 | 39 | 2.6
2010-01-13 12:00 | 13:00 | -1.7 | 38 | 2.1
2010-01-13 13:00 | 14:00 | -1.7 | 38 | 5.2
2010-01-13 14:00 | 15:00 | -2.2 | 46 | 3.1
2010-01-13 15:00 | 16:00 | -2.8 | 46 | 3.6
2010-01-13 16:00 | 17:00 | -2.8 | 46 | 3.6
2010-01-13 17:00 | 18:00 | -3.9 | 51 | 3.6
2010-01-13 18:00 | 19:00 | -4.4 | 58 | 3.6
2010-01-13 19:00 | 20:00 | -4.4 | 58 | 5.7
2010-01-13 20:00 | 21:00 | -3.9 | 62 | 2.6
2010-01-13 21:00 | 22:00 | -2.8 | 59 | 6.2
2010-01-13 22:00 | 23:00 | -2.8 | 59 | 8.8
2010-01-13 23:00 | 24:00 | -3.3 | 62 | 6.2
2010-01-14 | 1:00 | -3.3 | 59 | 8.8
2010-01-14 01:00 | 2:00 | -3.3 | 59 | 10.3
2010-01-14 02:00 | 3:00 | -3.9 | 56 | 15.4
2010-01-14 03:00 | 4:00 | -3.9 | 56 | 11.8
2010-01-14 04:00 | 5:00 | -3.9 | 56 | 9.3
2010-01-14 05:00 | 6:00 | -4.4 | 61 | 11.8
2010-01-14 06:00 | 7:00 | -4.4 | 58 | 14.4
2010-01-14 07:00 | 8:00 | -4.4 | 58 | 14.4
2010-01-14 08:00 | 9:00 | -3.9 | 59 | 15.9
2010-01-14 09:00 | 10:00 | -3.3 | 59 | 13.4
2010-01-14 10:00 | 11:00 | -3.3 | 59 | 13.9
2010-01-14 11:00 | 12:00 | -1.7 | 59 | 14.4
2010-01-14 12:00 | 13:00 | -1.1 | 60 | 13.4
2010-01-14 13:00 | 14:00 | -1.1 | 60 | 12.4
2010-01-14 14:00 | 15:00 | -1.1 | 57 | 10.3
2010-01-14 15:00 | 16:00 | -1.7 | 59 | 7.7
2010-01-14 16:00 | 17:00 | -1.7 | 59 | 7.7
2010-01-14 17:00 | 18:00 | -2.2 | 59 | 9.3
2010-01-14 18:00 | 19:00 | -1.1 | 42 | 6.7
2010-01-14 19:00 | 20:00 | -1.1 | 42 | 8.8
2010-01-14 20:00 | 21:00 | -1.7 | 42 | 7.7
2010-01-14 21:00 | 22:00 | -2.2 | 46 | 8.2
2010-01-14 22:00 | 23:00 | -2.2 | 46 | 8.2
2010-01-14 23:00 | 24:00 | -2.8 | 40 | 9.3
2010-01-15 | 1:00 | -3.3 | 39 | 5.7
2010-01-15 01:00 | 2:00 | -3.3 | 39 | 6.2
2010-01-15 02:00 | 3:00 | -3.9 | 37 | 8.8
2010-01-15 03:00 | 4:00 | -3.9 | 37 | 8.2
2010-01-15 04:00 | 5:00 | -3.9 | 37 | 7.2
2010-01-15 05:00 | 6:00 | -3.3 | 36 | 9.3
2010-01-15 06:00 | 7:00 | -3.9 | 37 | 6.2
2010-01-15 07:00 | 8:00 | -3.9 | 37 | 6.7
2010-01-15 08:00 | 9:00 | -2.8 | 38 | 7.2
2010-01-15 09:00 | 10:00 | -1.1 | 40 | 7.7
2010-01-15 10:00 | 11:00 | -1.1 | 40 | 10.3
2010-01-15 11:00 | 12:00 | 1.1 | 37 | 9.3
2010-01-15 12:00 | 13:00 | 2.2 | 36 | 8.8
2010-01-15 13:00 | 14:00 | 2.2 | 36 | 8.2
2010-01-15 14:00 | 15:00 | 2.8 | 42 | 9.8
2010-01-15 15:00 | 16:00 | 2.8 | 42 | 7.7
2010-01-15 16:00 | 17:00 | 2.8 | 42 | 8.2
2010-01-15 17:00 | 18:00 | 1.1 | 48 | 7.7
2010-01-15 18:00 | 19:00 | 0 | 54 | 8.2
2010-01-15 19:00 | 20:00 | 0 | 54 | 7.7
2010-01-15 20:00 | 21:00 | -1.1 | 57 | 6.2
2010-01-15 21:00 | 22:00 | -0.6 | 54 | 6.7
2010-01-15 22:00 | 23:00 | -0.6 | 54 | 7.2
2010-01-15 23:00 | 24:00 | -2.2 | 65 | 6.2
2010-01-16 | 1:00 | -2.2 | 65 | 4.6
2010-01-16 01:00 | 2:00 | -2.2 | 65 | 4.6
2010-01-16 02:00 | 3:00 | -3.3 | 68 | 2.6
2010-01-16 03:00 | 4:00 | -3.3 | 68 | 2.6
2010-01-16 04:00 | 5:00 | -3.3 | 68 | 2.6
2010-01-16 05:00 | 6:00 | -3.3 | 68 | 3.6
2010-01-16 06:00 | 7:00 | -2.8 | 69 | 3.1
2010-01-16 07:00 | 8:00 | -2.8 | 69 | 4.1
2010-01-16 08:00 | 9:00 | 0.6 | 60 | 4.1
2010-01-16 09:00 | 10:00 | 1.7 | 53 | 5.2
2010-01-16 10:00 | 11:00 | 1.7 | 53 | 4.6
2010-01-16 11:00 | 12:00 | 2.2 | 51 | 6.7
2010-01-16 12:00 | 13:00 | 3.9 | 45 | 6.2
2010-01-16 13:00 | 14:00 | 3.9 | 45 | 5.2
2010-01-16 14:00 | 15:00 | 3.3 | 47 | 4.1
2010-01-16 15:00 | 16:00 | 3.3 | 47 | 6.2
2010-01-16 16:00 | 17:00 | 3.3 | 47 | 5.7
2010-01-16 17:00 | 18:00 | 3.9 | 41 | 3.1
2010-01-16 18:00 | 19:00 | 2.8 | 44 | 4.1
2010-01-16 19:00 | 20:00 | 2.8 | 44 | 3.1
2010-01-16 20:00 | 21:00 | 3.3 | 43 | 2.1
2010-01-16 21:00 | 22:00 | 2.2 | 36 | 4.6
2010-01-16 22:00 | 23:00 | 2.2 | 36 | 4.6
2010-01-16 23:00 | 24:00 | 0.6 | 39 | 3.6
2010-01-17 | 1:00 | -0.6 | 38 | 4.6
2010-01-17 01:00 | 2:00 | -0.6 | 38 | 4.6
2010-01-17 02:00 | 3:00 | -3.9 | 37 | 4.1
2010-01-17 03:00 | 4:00 | -5 | 35 | 5.7
2010-01-17 04:00 | 5:00 | -5 | 35 | 6.7
2010-01-17 05:00 | 6:00 | -6.7 | 39 | 6.2
2010-01-17 06:00 | 7:00 | -7.8 | 35 | 4.6
2010-01-17 07:00 | 8:00 | -7.8 | 35 | 7.2
2010-01-17 08:00 | 9:00 | -7.2 | 31 | 8.2
2010-01-17 09:00 | 10:00 | -6.1 | 27 | 7.7
2010-01-17 10:00 | 11:00 | -6.1 | 27 | 7.7
2010-01-17 11:00 | 12:00 | -3.3 | 18 | 7.2
2010-01-17 12:00 | 13:00 | -2.8 | 16 | 8.8
2010-01-17 13:00 | 14:00 | -2.8 | 16 | 7.2
2010-01-17 14:00 | 15:00 | -2.8 | 25 | 8.8
2010-01-17 15:00 | 16:00 | -2.8 | 28 | 8.8
2010-01-17 16:00 | 17:00 | -2.8 | 28 | 7.7
2010-01-17 17:00 | 18:00 | -3.3 | 29 | 9.8
2010-01-17 18:00 | 19:00 | -2.8 | 31 | 9.8
2010-01-17 19:00 | 20:00 | -2.8 | 31 | 6.2
2010-01-17 20:00 | 21:00 | -2.8 | 44 | 8.8
2010-01-17 21:00 | 22:00 | -2.8 | 44 | 7.7
2010-01-17 22:00 | 23:00 | -2.8 | 44 | 7.7
2010-01-17 23:00 | 24:00 | -2.8 | 46 | 8.2
2010-01-18 | 1:00 | -2.8 | 46 | 7.7
2010-01-18 01:00 | 2:00 | -2.8 | 46 | 7.2
2010-01-18 02:00 | 3:00 | -2.2 | 38 | 6.7
2010-01-18 03:00 | 4:00 | -1.7 | 38 | 7.2
2010-01-18 04:00 | 5:00 | -1.7 | 38 | 6.7
2010-01-18 05:00 | 6:00 | -1.7 | 63 | 6.7
2010-01-18 06:00 | 7:00 | -1.1 | 68 | 7.2
2010-01-18 07:00 | 8:00 | -1.1 | 68 | 7.7
2010-01-18 08:00 | 9:00 | 0.6 | 69 | 8.2
2010-01-18 09:00 | 10:00 | 1.7 | 67 | 7.2
2010-01-18 10:00 | 11:00 | 1.7 | 67 | 7.7
2010-01-18 11:00 | 12:00 | 3.9 | 66 | 5.7
2010-01-18 12:00 | 13:00 | 3.9 | 66 | 7.7
2010-01-18 13:00 | 14:00 | 3.9 | 66 | 5.7
2010-01-18 14:00 | 15:00 | 5.6 | 53 | 5.2
2010-01-18 15:00 | 16:00 | 5.6 | 51 | 7.7
2010-01-18 16:00 | 17:00 | 5.6 | 51 | 6.2
2010-01-18 17:00 | 18:00 | 4.4 | 58 | 6.7
2010-01-18 18:00 | 19:00 | 3.9 | 63 | 6.7
2010-01-18 19:00 | 20:00 | 4.4 | 61 | 5.2
2010-01-18 20:00 | 21:00 | 3.9 | 63 | 5.7
2010-01-18 21:00 | 22:00 | 3.3 | 60 | 5.2
2010-01-18 22:00 | 23:00 | 3.3 | 60 | 4.6
2010-01-18 23:00 | 24:00 | 2.8 | 57 | 6.2
2010-01-19 | 1:00 | 2.2 | 48 | 4.1
2010-01-19 01:00 | 2:00 | 2.2 | 48 | 3.6
2010-01-19 02:00 | 3:00 | 1.1 | 46 | 5.2
2010-01-19 03:00 | 4:00 | 0.6 | 43 | 3.1
2010-01-19 04:00 | 5:00 | 0.6 | 43 | 3.1
2010-01-19 05:00 | 6:00 | -1.7 | 54 | 3.6
2010-01-19 06:00 | 7:00 | -2.2 | 59 | 5.2
2010-01-19 07:00 | 8:00 | -2.2 | 59 | 4.1
2010-01-19 08:00 | 9:00 | -1.1 | 44 | 3.1
2010-01-19 09:00 | 10:00 | 0 | 39 | 2.1
2010-01-19 10:00 | 11:00 | 0 | 39 | 2.1
2010-01-19 11:00 | 12:00 | 0.6 | 37 | 1
2010-01-19 12:00 | 13:00 | -0.6 | 42 | 2.1
2010-01-19 13:00 | 14:00 | -0.6 | 42 | 2.6
2010-01-19 14:00 | 15:00 | -1.1 | 54 | 1.5
2010-01-19 15:00 | 16:00 | -0.6 | 69 | 2.1
2010-01-19 16:00 | 17:00 | -0.6 | 69 | 3.6
2010-01-19 17:00 | 18:00 | -1.1 | 83 | 5.7
2010-01-19 18:00 | 19:00 | -1.1 | 83 | 5.2
2010-01-19 19:00 | 20:00 | -1.1 | 83 | 4.1
2010-01-19 20:00 | 21:00 | -1.1 | 79 | 4.1
2010-01-19 21:00 | 22:00 | -0.6 | 83 | 5.7
2010-01-19 22:00 | 23:00 | -0.6 | 83 | 5.7
2010-01-19 23:00 | 24:00 | 0 | 91 | 5.2
2010-01-20 | 1:00 | 1.1 | 88 | 5.7
2010-01-20 01:00 | 2:00 | 1.1 | 88 | 5.2
2010-01-20 02:00 | 3:00 | 0.6 | 87 | 5.7
2010-01-20 03:00 | 4:00 | 0.6 | 91 | 6.2
2010-01-20 04:00 | 5:00 | 0.6 | 91 | 4.6
2010-01-20 05:00 | 6:00 | 1.7 | 88 | 7.2
2010-01-20 06:00 | 7:00 | 2.8 | 89 | 6.7
2010-01-20 07:00 | 8:00 | 2.8 | 89 | 7.7
2010-01-20 08:00 | 9:00 | 2.2 | 89 | 7.7
2010-01-20 09:00 | 10:00 | -1.7 | 87 | 7.7
2010-01-20 10:00 | 11:00 | -2.8 | 87 | 8.8
2010-01-20 11:00 | 12:00 | -5 | 84 | 6.7
2010-01-20 12:00 | 13:00 | -2.2 | 87 | 8.8
2010-01-20 13:00 | 14:00 | -2.2 | 87 | 6.7
2010-01-20 14:00 | 15:00 | -6 | 84 | 7.2
2010-01-20 15:00 | 16:00 | -6.1 | 83 | 5.2
2010-01-20 16:00 | 17:00 | -5.6 | 83 | 4.6
2010-01-20 17:00 | 18:00 | -4.4 | 86 | 4.6
2010-01-20 18:00 | 19:00 | -3.9 | 83 | 5.2
2010-01-20 19:00 | 20:00 | -3.3 | 79 | 3.6
2010-01-20 20:00 | 21:00 | -6.7 | 61 | 5.7
2010-01-20 21:00 | 22:00 | -8.9 | 55 | 3.6
2010-01-20 22:00 | 23:00 | -8.9 | 55 | 3.6
2010-01-20 23:00 | 24:00 | -12.2 | 51 | 4.6
2010-01-21 | 1:00 | -12.8 | 48 | 4.6
2010-01-21 01:00 | 2:00 | -12.8 | 48 | 3.6
2010-01-21 02:00 | 3:00 | -13.9 | 48 | 3.6
2010-01-21 03:00 | 4:00 | -13.9 | 46 | 3.6
2010-01-21 04:00 | 5:00 | -13.9 | 46 | 1.5
2010-01-21 05:00 | 6:00 | -14.4 | 48 | 4.1
2010-01-21 06:00 | 7:00 | -15 | 50 | 3.6
2010-01-21 07:00 | 8:00 | -15 | 50 | 4.1
2010-01-21 08:00 | 9:00 | -15 | 48 | 3.6
2010-01-21 09:00 | 10:00 | -14.4 | 50 | 1.5
2010-01-21 10:00 | 11:00 | -14.4 | 50 | 0.5
2010-01-21 11:00 | 12:00 | -14.4 | 50 | 2.1
2010-01-21 12:00 | 13:00 | -14.4 | 48 | 4.1
2010-01-21 13:00 | 14:00 | -14.4 | 48 | 3.1
2010-01-21 14:00 | 15:00 | -13.9 | 41 | 3.6
2010-01-21 15:00 | 16:00 | -13.9 | 41 | 3.6
2010-01-21 16:00 | 17:00 | -13.9 | 41 | 4.6
2010-01-21 17:00 | 18:00 | -14.4 | 56 | 5.2
2010-01-21 18:00 | 19:00 | -14 | 57 | 3.1
2010-01-21 19:00 | 20:00 | -14.4 | 59 | 3.1
2010-01-21 20:00 | 21:00 | -13.9 | 60 | 4.1
2010-01-21 21:00 | 22:00 | -13.9 | 56 | 2.6
2010-01-21 22:00 | 23:00 | -13.9 | 51 | 1
2010-01-21 23:00 | 24:00 | -13.3 | 39 | 4.6
2010-01-22 | 1:00 | -13.3 | 37 | 4.6
2010-01-22 01:00 | 2:00 | -13.3 | 37 | 4.1
2010-01-22 02:00 | 3:00 | -12.8 | 37 | 5.2
2010-01-22 03:00 | 4:00 | -12.8 | 35 | 5.2
2010-01-22 04:00 | 5:00 | -12.8 | 35 | 6.7
2010-01-22 05:00 | 6:00 | -12.8 | 37 | 7.7
2010-01-22 06:00 | 7:00 | -12.8 | 39 | 7.7
2010-01-22 07:00 | 8:00 | -12.8 | 39 | 9.3
2010-01-22 08:00 | 9:00 | -11.1 | 35 | 8.2
2010-01-22 09:00 | 10:00 | -8.9 | 31 | 10.3
2010-01-22 10:00 | 11:00 | -8.9 | 31 | 10.3
2010-01-22 11:00 | 12:00 | -5.6 | 23 | 5.2
2010-01-22 12:00 | 13:00 | -4.4 | 21 | 12.9
2010-01-22 13:00 | 14:00 | -4.4 | 21 | 14.9
2010-01-22 14:00 | 15:00 | -2.2 | 19 | 15.4
2010-01-22 15:00 | 16:00 | -2.2 | 19 | 11.3
2010-01-22 16:00 | 17:00 | -2.2 | 19 | 11.3
2010-01-22 17:00 | 18:00 | -2.8 | 21 | 10.3
2010-01-22 18:00 | 19:00 | -2.8 | 20 | 12.4
2010-01-22 19:00 | 20:00 | -2.8 | 20 | 15.4
2010-01-22 20:00 | 21:00 | -3.3 | 22 | 12.4
2010-01-22 21:00 | 22:00 | -3.9 | 22 | 13.4
2010-01-22 22:00 | 23:00 | -3.9 | 22 | 12.9
2010-01-22 23:00 | 24:00 | -5.6 | 41 | 13.9
2010-01-23 | 1:00 | -5.6 | 39 | 12.9
2010-01-23 01:00 | 2:00 | -5.6 | 39 | 10.8
2010-01-23 02:00 | 3:00 | -6.7 | 50 | 10.3
2010-01-23 03:00 | 4:00 | -6.1 | 48 | 8.8
2010-01-23 04:00 | 5:00 | -6.1 | 48 | 10.3
2010-01-23 05:00 | 6:00 | -5.6 | 56 | 12.9
2010-01-23 06:00 | 7:00 | -4.4 | 56 | 10.3
2010-01-23 07:00 | 8:00 | -4.4 | 56 | 8.2
2010-01-23 08:00 | 9:00 | -0.6 | 60 | 8.8
2010-01-23 09:00 | 10:00 | 1.1 | 61 | 7.7
2010-01-23 10:00 | 11:00 | 1.1 | 61 | 7.7
2010-01-23 11:00 | 12:00 | 2.8 | 65 | 8.2
2010-01-23 12:00 | 13:00 | 4.4 | 58 | 7.7
2010-01-23 13:00 | 14:00 | 4.4 | 58 | 8.2
2010-01-23 14:00 | 15:00 | 5 | 53 | 7.2
2010-01-23 15:00 | 16:00 | 5.6 | 51 | 6.2
2010-01-23 16:00 | 17:00 | 5 | 58 | 7.2
2010-01-23 17:00 | 18:00 | 5.6 | 61 | 7.2
2010-01-23 18:00 | 19:00 | 6.1 | 65 | 7.2
2010-01-23 19:00 | 20:00 | 6.1 | 65 | 6.7
2010-01-23 20:00 | 21:00 | 6.7 | 76 | 7.2
2010-01-23 21:00 | 22:00 | 7.8 | 73 | 7.7
2010-01-23 22:00 | 23:00 | 7.8 | 73 | 5.7
2010-01-23 23:00 | 24:00 | 8.3 | 83 | 3.6
2010-01-24 | 1:00 | 9.4 | 83 | 5.7
2010-01-24 01:00 | 2:00 | 9.4 | 83 | 4.6
2010-01-24 02:00 | 3:00 | 10 | 86 | 2.6
2010-01-24 03:00 | 4:00 | 10.6 | 86 | 2.6
2010-01-24 04:00 | 5:00 | 10.6 | 86 | 2.6
2010-01-24 05:00 | 6:00 | 11.1 | 86 | 3.1
2010-01-24 06:00 | 7:00 | 11.1 | 86 | 3.1
2010-01-24 07:00 | 8:00 | 11.1 | 86 | 2.6
2010-01-24 08:00 | 9:00 | 13.3 | 80 | 2.6
2010-01-24 09:00 | 10:00 | 13.3 | 84 | 2.6
2010-01-24 10:00 | 11:00 | 13.3 | 84 | 2.6
2010-01-24 11:00 | 12:00 | 13.3 | 90 | 2.6
2010-01-24 12:00 | 13:00 | 13.9 | 89 | 2.6
2010-01-24 13:00 | 14:00 | 13.9 | 89 | 3.6
2010-01-24 14:00 | 15:00 | 14.4 | 90 | 3.6
2010-01-24 15:00 | 16:00 | 14.4 | 90 | 4.1
2010-01-24 16:00 | 17:00 | 15 | 90 | 4.6
2010-01-24 17:00 | 18:00 | 13.3 | 90 | 4.1
2010-01-24 18:00 | 19:00 | 13.3 | 90 | 4.1
2010-01-24 19:00 | 20:00 | 11.1 | 86 | 3.1
2010-01-24 20:00 | 21:00 | 9.4 | 68 | 5.7
2010-01-24 21:00 | 22:00 | 8.3 | 74 | 4.6
2010-01-24 22:00 | 23:00 | 6.1 | 62 | 4.1
2010-01-24 23:00 | 24:00 | 2.8 | 59 | 4.1
2010-01-25 | 1:00 | 2.8 | 59 | 5.2
2010-01-25 01:00 | 2:00 | 2.2 | 56 | 4.1
2010-01-25 02:00 | 3:00 | 1.7 | 53 | 3.1
2010-01-25 03:00 | 4:00 | 1.1 | 55 | 3.6
2010-01-25 04:00 | 5:00 | 1.1 | 55 | 3.6
2010-01-25 05:00 | 6:00 | 1.1 | 50 | 3.1
2010-01-25 06:00 | 7:00 | 1.1 | 50 | 1.5
2010-01-25 07:00 | 8:00 | 1.1 | 50 | 3.1
2010-01-25 08:00 | 9:00 | 2.2 | 48 | 4.6
2010-01-25 09:00 | 10:00 | 2.8 | 46 | 4.1
2010-01-25 10:00 | 11:00 | 2.8 | 46 | 2.1
2010-01-25 11:00 | 12:00 | 5 | 38 | 2.1
2010-01-25 12:00 | 13:00 | 5 | 36 | 1
2010-01-25 13:00 | 14:00 | 5 | 36 | 2.1
2010-01-25 14:00 | 15:00 | 4.4 | 34 | 1.5
2010-01-25 15:00 | 16:00 | 3.9 | 37 | 2.6
2010-01-25 16:00 | 17:00 | 3.9 | 37 | 4.1
2010-01-25 17:00 | 18:00 | 2.8 | 35 | 4.6
2010-01-25 18:00 | 19:00 | 2.8 | 35 | 3.6
2010-01-25 19:00 | 20:00 | 2.8 | 35 | 4.6
2010-01-25 20:00 | 21:00 | 0.6 | 35 | 4.6
2010-01-25 21:00 | 22:00 | 0 | 39 | 6.2
2010-01-25 22:00 | 23:00 | 0 | 39 | 5.7
2010-01-25 23:00 | 24:00 | -1.7 | 40 | 5.7
2010-01-26 | 1:00 | -2.2 | 36 | 5.2
2010-01-26 01:00 | 2:00 | -2.2 | 36 | 5.2
2010-01-26 02:00 | 3:00 | -3.3 | 42 | 4.6
2010-01-26 03:00 | 4:00 | -3.9 | 37 | 5.2
2010-01-26 04:00 | 5:00 | -3.9 | 37 | 4.6
2010-01-26 05:00 | 6:00 | -3.9 | 40 | 5.2
2010-01-26 06:00 | 7:00 | -3.9 | 40 | 5.2
2010-01-26 07:00 | 8:00 | -3.9 | 40 | 2.6
2010-01-26 08:00 | 9:00 | -2.8 | 34 | 3.1
2010-01-26 09:00 | 10:00 | -1.7 | 33 | 6.2
2010-01-26 10:00 | 11:00 | -1.7 | 33 | 3.6
2010-01-26 11:00 | 12:00 | -0.6 | 30 | 2.1
2010-01-26 12:00 | 13:00 | 0.6 | 29 | 2.1
2010-01-26 13:00 | 14:00 | 0.6 | 29 | 2.1
2010-01-26 14:00 | 15:00 | 1.7 | 28 | 2.6
2010-01-26 15:00 | 16:00 | 1.7 | 28 | 0
2010-01-26 16:00 | 17:00 | 1.7 | 28 | 2.6
2010-01-26 17:00 | 18:00 | 1.1 | 28 | 2.1
2010-01-26 18:00 | 19:00 | 0 | 32 | 2.1
2010-01-26 19:00 | 20:00 | 0 | 32 | 1
2010-01-26 20:00 | 21:00 | 0 | 32 | 2.1
2010-01-26 21:00 | 22:00 | -0.6 | 35 | 2.1
2010-01-26 22:00 | 23:00 | -0.6 | 35 | 0
2010-01-26 23:00 | 24:00 | -2.2 | 51 | 1
2010-01-27 | 1:00 | -2.2 | 54 | 1.5
2010-01-27 01:00 | 2:00 | -2.2 | 54 | 2.1
2010-01-27 02:00 | 3:00 | -2.2 | 56 | 3.1
2010-01-27 03:00 | 4:00 | -2.8 | 57 | 6.7
2010-01-27 04:00 | 5:00 | -2.8 | 57 | 8.2
2010-01-27 05:00 | 6:00 | -1.1 | 54 | 8.2
2010-01-27 06:00 | 7:00 | -1.1 | 57 | 7.7
2010-01-27 07:00 | 8:00 | -1.1 | 57 | 7.7
2010-01-27 08:00 | 9:00 | 1.1 | 55 | 8.2
2010-01-27 09:00 | 10:00 | 2.2 | 56 | 7.2
2010-01-27 10:00 | 11:00 | 2.2 | 56 | 9.3
2010-01-27 11:00 | 12:00 | 6.7 | 57 | 7.2
2010-01-27 12:00 | 13:00 | 7.2 | 55 | 6.2
2010-01-27 13:00 | 14:00 | 7.8 | 48 | 4.1
2010-01-27 14:00 | 15:00 | 7.8 | 50 | 3.1
2010-01-27 15:00 | 16:00 | 6.7 | 57 | 3.6
2010-01-27 16:00 | 17:00 | 6.7 | 57 | 3.6
2010-01-27 17:00 | 18:00 | 6.1 | 62 | 5.7
2010-01-27 18:00 | 19:00 | 6.1 | 65 | 6.7
2010-01-27 19:00 | 20:00 | 6.1 | 65 | 7.2
2010-01-27 20:00 | 21:00 | 6.1 | 68 | 6.7
2010-01-27 21:00 | 22:00 | 5.6 | 67 | 5.7
2010-01-27 22:00 | 23:00 | 5.6 | 67 | 6.7
2010-01-27 23:00 | 24:00 | 5 | 64 | 8.8
2010-01-28 | 1:00 | 5.6 | 53 | 4.1
2010-01-28 01:00 | 2:00 | 5.6 | 53 | 2.1
2010-01-28 02:00 | 3:00 | 2.2 | 51 | 2.1
2010-01-28 03:00 | 4:00 | 1.1 | 50 | 3.1
2010-01-28 04:00 | 5:00 | 1.1 | 50 | 2.6
2010-01-28 05:00 | 6:00 | -1.1 | 40 | 2.1
2010-01-28 06:00 | 7:00 | -2.2 | 44 | 2.1
2010-01-28 07:00 | 8:00 | -2.2 | 44 | 3.6
2010-01-28 08:00 | 9:00 | -2.8 | 38 | 4.6
2010-01-28 09:00 | 10:00 | -1.7 | 29 | 5.7
2010-01-28 10:00 | 11:00 | -1.7 | 29 | 6.7
2010-01-28 11:00 | 12:00 | -1.1 | 28 | 7.2
2010-01-28 12:00 | 13:00 | -0.6 | 27 | 8.2
2010-01-28 13:00 | 14:00 | -0.6 | 27 | 8.8
2010-01-28 14:00 | 15:00 | -0.6 | 28 | 8.2
2010-01-28 15:00 | 16:00 | -1.1 | 28 | 5.7
2010-01-28 16:00 | 17:00 | -1.1 | 28 | 7.2
2010-01-28 17:00 | 18:00 | -2.2 | 28 | 9.3
2010-01-28 18:00 | 19:00 | -2.8 | 31 | 8.8
2010-01-28 19:00 | 20:00 | -2.8 | 31 | 7.7
2010-01-28 20:00 | 21:00 | -2.8 | 29 | 7.7
2010-01-28 21:00 | 22:00 | -3.3 | 36 | 8.2
2010-01-28 22:00 | 23:00 | -3.3 | 36 | 6.7
2010-01-28 23:00 | 24:00 | -3.9 | 40 | 6.7
2010-01-29 | 1:00 | -3.9 | 46 | 6.2
2010-01-29 01:00 | 2:00 | -3.9 | 46 | 5.7
2010-01-29 02:00 | 3:00 | -3.9 | 53 | 6.2
2010-01-29 03:00 | 4:00 | -2 | 60 | 5.7
2010-01-29 04:00 | 5:00 | -2.2 | 59 | 5.7
2010-01-29 05:00 | 6:00 | -2.2 | 59 | 4.1
2010-01-29 06:00 | 7:00 | -5.6 | 68 | 6.2
2010-01-29 07:00 | 8:00 | -5.6 | 68 | 4.6
2010-01-29 08:00 | 9:00 | -6 | 64 | 5.2
2010-01-29 09:00 | 10:00 | -4.4 | 68 | 4.6
2010-01-29 10:00 | 11:00 | -4.4 | 68 | 5.2
2010-01-29 11:00 | 12:00 | -1.7 | 65 | 5.7
2010-01-29 12:00 | 13:00 | -1.1 | 66 | 5.2
2010-01-29 13:00 | 14:00 | -1.1 | 66 | 5.7
2010-01-29 14:00 | 15:00 | 1.1 | 61 | 6.7
2010-01-29 15:00 | 16:00 | 2 | 62 | 8.2
2010-01-29 16:00 | 17:00 | 1.7 | 64 | 4.1
2010-01-29 17:00 | 18:00 | 2.2 | 65 | 6.7
2010-01-29 18:00 | 19:00 | 2.2 | 68 | 5.7
2010-01-29 19:00 | 20:00 | 2.2 | 68 | 4.1
2010-01-29 20:00 | 21:00 | 2.8 | 68 | 4.6
2010-01-29 21:00 | 22:00 | 3.3 | 72 | 4.1
2010-01-29 22:00 | 23:00 | 2.8 | 78 | 6.2
2010-01-29 23:00 | 24:00 | 2.8 | 85 | 8.2
2010-01-30 | 1:00 | 2.8 | 89 | 6.7
2010-01-30 01:00 | 2:00 | 2.8 | 89 | 6.7
2010-01-30 02:00 | 3:00 | 3.3 | 92 | 6.7
2010-01-30 03:00 | 4:00 | 3.3 | 92 | 5.2
2010-01-30 04:00 | 5:00 | 3.3 | 92 | 6.2
2010-01-30 05:00 | 6:00 | -0.6 | 88 | 6.2
2010-01-30 06:00 | 7:00 | -2.2 | 75 | 5.7
2010-01-30 07:00 | 8:00 | -2.2 | 75 | 5.7
2010-01-30 08:00 | 9:00 | -1.1 | 62 | 4.6
2010-01-30 09:00 | 10:00 | -1.1 | 60 | 3.1
2010-01-30 10:00 | 11:00 | -1.1 | 60 | 4.6
2010-01-30 11:00 | 12:00 | -1.1 | 38 | 2.6
2010-01-30 12:00 | 13:00 | -1.1 | 30 | 3.1
2010-01-30 13:00 | 14:00 | -1.1 | 30 | 1
2010-01-30 14:00 | 15:00 | 0 | 26 | 3.1
2010-01-30 15:00 | 16:00 | 0.6 | 27 | 4.1
2010-01-30 16:00 | 17:00 | 0.6 | 27 | 3.6
2010-01-30 17:00 | 18:00 | -1.1 | 35 | 2.6
2010-01-30 18:00 | 19:00 | -1.1 | 51 | 3.6
2010-01-30 19:00 | 20:00 | -2.2 | 68 | 4.1
2010-01-30 20:00 | 21:00 | -5 | 53 | 5.2
2010-01-30 21:00 | 22:00 | -7.8 | 58 | 4.6
2010-01-30 22:00 | 23:00 | -10.6 | 38 | 5.2
2010-01-30 23:00 | 24:00 | -12.8 | 31 | 5.2
2010-01-31 | 1:00 | -13.3 | 33 | 6.2
2010-01-31 01:00 | 2:00 | -13.3 | 33 | 4.6
2010-01-31 02:00 | 3:00 | -13.9 | 35 | 4.6
2010-01-31 03:00 | 4:00 | -14.4 | 34 | 4.6
2010-01-31 04:00 | 5:00 | -14.4 | 34 | 4.1
2010-01-31 05:00 | 6:00 | -15 | 34 | 4.6
2010-01-31 06:00 | 7:00 | -15 | 34 | 4.6
2010-01-31 07:00 | 8:00 | -15 | 34 | 3.6
2010-01-31 08:00 | 9:00 | -14.4 | 34 | 4.6
2010-01-31 09:00 | 10:00 | -12.8 | 33 | 4.6
2010-01-31 10:00 | 11:00 | -12.8 | 33 | 3.6
2010-01-31 11:00 | 12:00 | -10.6 | 27 | 2.6
2010-01-31 12:00 | 13:00 | -9.4 | 23 | 0
2010-01-31 13:00 | 14:00 | -9.4 | 23 | 2.6
2010-01-31 14:00 | 15:00 | -8.3 | 21 | 2.6
2010-01-31 15:00 | 16:00 | -7.8 | 21 | 3.1
2010-01-31 16:00 | 17:00 | -7.8 | 21 | 3.1
2010-01-31 17:00 | 18:00 | -8.9 | 23 | 3.6
2010-01-31 18:00 | 19:00 | -9.7 | 28 | 5.2
2010-01-31 19:00 | 20:00 | -9.9 | 29 | 5.7
2010-01-31 20:00 | 21:00 | -10 | 30 | 5.7
2010-01-31 21:00 | 22:00 | -10 | 30 | 5.8
2010-01-31 22:00 | 23:00 | -10 | 30 | 6
2010-01-31 23:00 | 24:00 | -10.1 | 30 | 6.1
2019-02-01 | 1:00 | -10.4 | 31 | 6.3
2019-02-01 01:00 | 2:00 | -10.7 | 33 | 6.4
2019-02-01 02:00 | 3:00 | -11.1 | 34 | 6.6
2019-02-01 03:00 | 4:00 | -11.4 | 34 | 6.7
2019-02-01 04:00 | 5:00 | -11.6 | 34 | 7.2
2019-02-01 05:00 | 6:00 | -11.3 | 33 | 9.3
2019-02-01 06:00 | 7:00 | -11.7 | 34 | 8.2
2019-02-01 07:00 | 8:00 | -11.7 | 34 | 7.7
2019-02-01 08:00 | 9:00 | -10 | 32 | 8.2
2019-02-01 09:00 | 10:00 | -8.3 | 31 | 6.2
2019-02-01 10:00 | 11:00 | -8.3 | 31 | 11.3
2019-02-01 11:00 | 12:00 | -6.7 | 28 | 11.3
2019-02-01 12:00 | 13:00 | -5.6 | 26 | 8.2
2019-02-01 13:00 | 14:00 | -5.6 | 26 | 11.3
2019-02-01 14:00 | 15:00 | -5 | 26 | 9.8
2019-02-01 15:00 | 16:00 | -5 | 26 | 12.4
2019-02-01 16:00 | 17:00 | -5 | 26 | 10.8
2019-02-01 17:00 | 18:00 | -6.1 | 31 | 9.8
2019-02-01 18:00 | 19:00 | -6.1 | 31 | 8.2
2019-02-01 19:00 | 20:00 | -6.1 | 31 | 8.8
2019-02-01 20:00 | 21:00 | -7.2 | 33 | 8.8
2019-02-01 21:00 | 22:00 | -7.8 | 36 | 7.7
2019-02-01 22:00 | 23:00 | -7.8 | 36 | 7.2
2019-02-01 23:00 | 24:00 | -8.3 | 40 | 7.7
2019-02-02 | 1:00 | -8.9 | 42 | 8.8
2019-02-02 01:00 | 2:00 | -8.9 | 42 | 7.2
2019-02-02 02:00 | 3:00 | -8.9 | 42 | 5.7
2019-02-02 03:00 | 4:00 | -9.4 | 49 | 6.7
2019-02-02 04:00 | 5:00 | -9.4 | 49 | 7.7
2019-02-02 05:00 | 6:00 | -9.4 | 46 | 7.7
2019-02-02 06:00 | 7:00 | -9.4 | 46 | 8.2
2019-02-02 07:00 | 8:00 | -9.4 | 46 | 7.7
2019-02-02 08:00 | 9:00 | -7.2 | 41 | 6.7
2019-02-02 09:00 | 10:00 | -6.7 | 41 | 7.7
2019-02-02 10:00 | 11:00 | -6.7 | 41 | 8.8
2019-02-02 11:00 | 12:00 | -2.8 | 24 | 8.8
2019-02-02 12:00 | 13:00 | -0.6 | 20 | 7.7
2019-02-02 13:00 | 14:00 | -0.6 | 20 | 9.3
2019-02-02 14:00 | 15:00 | 1.7 | 20 | 7.7
2019-02-02 15:00 | 16:00 | 1.7 | 23 | 7.7
2019-02-02 16:00 | 17:00 | 1.7 | 23 | 6.2
2019-02-02 17:00 | 18:00 | 1.1 | 34 | 4.6
2019-02-02 18:00 | 19:00 | 1.1 | 36 | 6.2
2019-02-02 19:00 | 20:00 | 1.1 | 36 | 5.7
2019-02-02 20:00 | 21:00 | 1.1 | 41 | 6.2
2019-02-02 21:00 | 22:00 | 1.1 | 43 | 5.2
2019-02-02 22:00 | 23:00 | 1.1 | 43 | 5.7
2019-02-02 23:00 | 24:00 | 1.7 | 46 | 5.2
2019-02-03 | 1:00 | 1.7 | 46 | 5.2
2019-02-03 01:00 | 2:00 | 1.7 | 46 | 5.2
2019-02-03 02:00 | 3:00 | 0 | 54 | 5.2
2019-02-03 03:00 | 4:00 | -0.6 | 57 | 5.2
2019-02-03 04:00 | 5:00 | -0.6 | 57 | 5.2
2019-02-03 05:00 | 6:00 | -1.1 | 57 | 5.2
2019-02-03 06:00 | 7:00 | -0.6 | 57 | 6.2
2019-02-03 07:00 | 8:00 | -0.6 | 57 | 6.2
2019-02-03 08:00 | 9:00 | 0 | 52 | 7.7
2019-02-03 09:00 | 10:00 | 0.6 | 52 | 6.7
2019-02-03 10:00 | 11:00 | 0.6 | 52 | 7.2
2019-02-03 11:00 | 12:00 | 1.7 | 53 | 6.7
2019-02-03 12:00 | 13:00 | 1.7 | 58 | 7.2
2019-02-03 13:00 | 14:00 | 1.7 | 58 | 7.2
2019-02-03 14:00 | 15:00 | 3.3 | 63 | 8.2
2019-02-03 15:00 | 16:00 | 3.3 | 66 | 7.7
2019-02-03 16:00 | 17:00 | 3.3 | 66 | 5.7
2019-02-03 17:00 | 18:00 | 2.2 | 71 | 6.7
2019-02-03 18:00 | 19:00 | 1.7 | 77 | 7.7
2019-02-03 19:00 | 20:00 | 1.7 | 77 | 6.7
2019-02-03 20:00 | 21:00 | 1.1 | 84 | 6.7
2019-02-03 21:00 | 22:00 | 1.7 | 81 | 6.2
2019-02-03 22:00 | 23:00 | 1.7 | 81 | 6.2
2019-02-03 23:00 | 24:00 | 3.3 | 79 | 6.7
2019-02-04 | 1:00 | 2.2 | 81 | 6.2
2019-02-04 01:00 | 2:00 | 2.2 | 81 | 6.2
2019-02-04 02:00 | 3:00 | 3.9 | 76 | 7.7
2019-02-04 03:00 | 4:00 | 3.9 | 76 | 6.7
2019-02-04 04:00 | 5:00 | 3.9 | 76 | 9.8
2019-02-04 05:00 | 6:00 | 2.8 | 78 | 8.2
2019-02-04 06:00 | 7:00 | 3.3 | 75 | 7.7
2019-02-04 07:00 | 8:00 | 3.3 | 75 | 6.2
2019-02-04 08:00 | 9:00 | 6.7 | 65 | 8.8
2019-02-04 09:00 | 10:00 | 9.4 | 56 | 7.7
2019-02-04 10:00 | 11:00 | 9.4 | 56 | 8.2
2019-02-04 11:00 | 12:00 | 13.9 | 45 | 6.7
2019-02-04 12:00 | 13:00 | 16.1 | 41 | 6.7
2019-02-04 13:00 | 14:00 | 16.1 | 41 | 7.2
2019-02-04 14:00 | 15:00 | 17.2 | 41 | 4.1
2019-02-04 15:00 | 16:00 | 14.4 | 47 | 6.2
2019-02-04 16:00 | 17:00 | 14.4 | 47 | 5.7
2019-02-04 17:00 | 18:00 | 11.1 | 57 | 4.1
2019-02-04 18:00 | 19:00 | 10 | 61 | 3.6
2019-02-04 19:00 | 20:00 | 10 | 61 | 3.1
2019-02-04 20:00 | 21:00 | 8.3 | 68 | 3.1
2019-02-04 21:00 | 22:00 | 8.3 | 68 | 3.6
2019-02-04 22:00 | 23:00 | 8.3 | 68 | 3.6
2019-02-04 23:00 | 24:00 | 6.1 | 76 | 3.6
2019-02-05 | 1:00 | 5.6 | 79 | 5.2
2019-02-05 01:00 | 2:00 | 5.6 | 79 | 3.1
2019-02-05 02:00 | 3:00 | 5.6 | 82 | 3.1
2019-02-05 03:00 | 4:00 | 6.1 | 82 | 2.1
2019-02-05 04:00 | 5:00 | 6.1 | 82 | 2.1
2019-02-05 05:00 | 6:00 | 6.7 | 82 | 1.5
2019-02-05 06:00 | 7:00 | 7.2 | 80 | 3.1
2019-02-05 07:00 | 8:00 | 7.2 | 80 | 3.1
2019-02-05 08:00 | 9:00 | 10 | 68 | 3.6
2019-02-05 09:00 | 10:00 | 11.1 | 63 | 5.2
2019-02-05 10:00 | 11:00 | 11.1 | 63 | 5.2
2019-02-05 11:00 | 12:00 | 17.2 | 46 | 5.2
2019-02-05 12:00 | 13:00 | 17.8 | 46 | 4.6
2019-02-05 13:00 | 14:00 | 17.8 | 46 | 4.6
2019-02-05 14:00 | 15:00 | 18.3 | 45 | 6.7
2019-02-05 15:00 | 16:00 | 17.8 | 43 | 3.6
2019-02-05 16:00 | 17:00 | 17.8 | 43 | 4.6
2019-02-05 17:00 | 18:00 | 15.6 | 46 | 4.1
2019-02-05 18:00 | 19:00 | 13.3 | 49 | 6.2
2019-02-05 19:00 | 20:00 | 13.3 | 49 | 5.7
2019-02-05 20:00 | 21:00 | 10.6 | 52 | 5.7
2019-02-05 21:00 | 22:00 | 9.4 | 54 | 6.7
2019-02-05 22:00 | 23:00 | 9.4 | 54 | 5.2
2019-02-05 23:00 | 24:00 | 6.7 | 52 | 5.7
2019-02-06 | 1:00 | 5 | 58 | 6.2
2019-02-06 01:00 | 2:00 | 5 | 58 | 5.7
2019-02-06 02:00 | 3:00 | 3.3 | 49 | 8.2
2019-02-06 03:00 | 4:00 | 2.2 | 48 | 8.2
2019-02-06 04:00 | 5:00 | 2.2 | 48 | 7.7
2019-02-06 05:00 | 6:00 | 1.1 | 52 | 8.8
2019-02-06 06:00 | 7:00 | 0.6 | 49 | 9.3
2019-02-06 07:00 | 8:00 | 0.6 | 49 | 7.2
2019-02-06 08:00 | 9:00 | 2.2 | 53 | 8.2
2019-02-06 09:00 | 10:00 | 3.3 | 52 | 6.2
2019-02-06 10:00 | 11:00 | 3.3 | 52 | 9.3
2019-02-06 11:00 | 12:00 | 3.3 | 63 | 8.2
2019-02-06 12:00 | 13:00 | 3.3 | 60 | 8.8
2019-02-06 13:00 | 14:00 | 2.8 | 62 | 8.2
2019-02-06 14:00 | 15:00 | 1.7 | 61 | 10.3
2019-02-06 15:00 | 16:00 | 1.7 | 61 | 10.3
2019-02-06 16:00 | 17:00 | 1.7 | 64 | 11.3
2019-02-06 17:00 | 18:00 | 1.7 | 70 | 9.3
2019-02-06 18:00 | 19:00 | 1.7 | 70 | 8.8
2019-02-06 19:00 | 20:00 | 1.7 | 70 | 8.8
2019-02-06 20:00 | 21:00 | 1.7 | 81 | 7.2
2019-02-06 21:00 | 22:00 | 1.7 | 84 | 7.7
2019-02-06 22:00 | 23:00 | 1.7 | 84 | 6.2
2019-02-06 23:00 | 24:00 | 1.7 | 88 | 7.7
2019-02-07 | 1:00 | 1.7 | 88 | 7.7
2019-02-07 01:00 | 2:00 | 1.7 | 88 | 7.2
2019-02-07 02:00 | 3:00 | 2.2 | 89 | 5.7
2019-02-07 03:00 | 4:00 | 2.8 | 89 | 5.2
2019-02-07 04:00 | 5:00 | 2.8 | 89 | 6.7
2019-02-07 05:00 | 6:00 | 2.8 | 92 | 6.2
2019-02-07 06:00 | 7:00 | 3 | 93 | 6.2
2019-02-07 07:00 | 8:00 | 3.3 | 89 | 7.7
2019-02-07 08:00 | 9:00 | 3.9 | 89 | 6.2
2019-02-07 09:00 | 10:00 | 3.9 | 93 | 8.2
2019-02-07 10:00 | 11:00 | 4.4 | 89 | 7.2
2019-02-07 11:00 | 12:00 | 5 | 86 | 7.7
2019-02-07 12:00 | 13:00 | 5 | 86 | 6.2
2019-02-07 13:00 | 14:00 | 5 | 86 | 8.2
2019-02-07 14:00 | 15:00 | 5 | 81 | 6.2
2019-02-07 15:00 | 16:00 | 5 | 82 | 6.2
2019-02-07 16:00 | 17:00 | 5 | 82 | 7.7
2019-02-07 17:00 | 18:00 | 4.4 | 89 | 6.2
2019-02-07 18:00 | 19:00 | 4.4 | 89 | 5.2
2019-02-07 19:00 | 20:00 | 4.4 | 89 | 5.2
2019-02-07 20:00 | 21:00 | 3.9 | 93 | 6.2
2019-02-07 21:00 | 22:00 | 3.9 | 93 | 6.2
2019-02-07 22:00 | 23:00 | 3.9 | 93 | 6.7
2019-02-07 23:00 | 24:00 | 3.9 | 96 | 7.2
2019-02-08 | 1:00 | 4.4 | 93 | 7.2
2019-02-08 01:00 | 2:00 | 4.4 | 93 | 6.7
2019-02-08 02:00 | 3:00 | 3.9 | 93 | 5.2
2019-02-08 03:00 | 4:00 | 4.4 | 89 | 5.2
2019-02-08 04:00 | 5:00 | 4.4 | 93 | 6.7
2019-02-08 05:00 | 6:00 | 3.9 | 86 | 5.7
2019-02-08 06:00 | 7:00 | 3.9 | 86 | 5.2
2019-02-08 07:00 | 8:00 | 3.9 | 86 | 7.7
2019-02-08 08:00 | 9:00 | 4 | 87 | 7.7
2019-02-08 09:00 | 10:00 | 5 | 86 | 8.2
2019-02-08 10:00 | 11:00 | 5 | 89 | 6.2
2019-02-08 11:00 | 12:00 | 7.8 | 86 | 8.2
2019-02-08 12:00 | 13:00 | 10 | 80 | 7.7
2019-02-08 13:00 | 14:00 | 10 | 80 | 6.7
2019-02-08 14:00 | 15:00 | 12.8 | 62 | 7.2
2019-02-08 15:00 | 16:00 | 11.7 | 46 | 6.7
2019-02-08 16:00 | 17:00 | 11.7 | 46 | 5.7
2019-02-08 17:00 | 18:00 | 7.8 | 46 | 4.6
2019-02-08 18:00 | 19:00 | 5 | 38 | 4.1
2019-02-08 19:00 | 20:00 | 5 | 38 | 4.1
2019-02-08 20:00 | 21:00 | 1.7 | 32 | 5.2
2019-02-08 21:00 | 22:00 | 1.1 | 32 | 4.1
2019-02-08 22:00 | 23:00 | 1.1 | 32 | 4.6
2019-02-08 23:00 | 24:00 | -0.6 | 31 | 5.2
2019-02-09 | 1:00 | -1.1 | 30 | 2.6
2019-02-09 01:00 | 2:00 | -1.1 | 30 | 3.1
2019-02-09 02:00 | 3:00 | -2.2 | 32 | 4.1
2019-02-09 03:00 | 4:00 | -2.2 | 34 | 4.1
2019-02-09 04:00 | 5:00 | -2.2 | 34 | 4.6
2019-02-09 05:00 | 6:00 | -3.3 | 38 | 5.7
2019-02-09 06:00 | 7:00 | -3.9 | 37 | 4.1
2019-02-09 07:00 | 8:00 | -3.9 | 37 | 5.2
2019-02-09 08:00 | 9:00 | -2.2 | 29 | 5.2
2019-02-09 09:00 | 10:00 | -1.7 | 23 | 6.2
2019-02-09 10:00 | 11:00 | -1.7 | 23 | 8.2
2019-02-09 11:00 | 12:00 | 0 | 21 | 7.2
2019-02-09 12:00 | 13:00 | 1.1 | 19 | 7.7
2019-02-09 13:00 | 14:00 | 1.1 | 19 | 7.7
2019-02-09 14:00 | 15:00 | 1.7 | 16 | 7.7
2019-02-09 15:00 | 16:00 | 1.1 | 15 | 6.7
2019-02-09 16:00 | 17:00 | 1.1 | 15 | 6.7
2019-02-09 17:00 | 18:00 | 0 | 16 | 7.7
2019-02-09 18:00 | 19:00 | -0.6 | 18 | 6.7
2019-02-09 19:00 | 20:00 | -0.6 | 18 | 6.7
2019-02-09 20:00 | 21:00 | -1.1 | 19 | 8.2
2019-02-09 21:00 | 22:00 | -1.7 | 22 | 7.7
2019-02-09 22:00 | 23:00 | -1.7 | 22 | 7.2
2019-02-09 23:00 | 24:00 | -2.2 | 25 | 6.2
2019-02-10 | 1:00 | -2.8 | 29 | 6.2
2019-02-10 01:00 | 2:00 | -2.8 | 29 | 5.7
2019-02-10 02:00 | 3:00 | -3.3 | 32 | 5.2
2019-02-10 03:00 | 4:00 | -3.9 | 32 | 4.1
2019-02-10 04:00 | 5:00 | -3.9 | 32 | 4.1
2019-02-10 05:00 | 6:00 | -3.9 | 41 | 4.6
2019-02-10 06:00 | 7:00 | -3.9 | 44 | 4.1
2019-02-10 07:00 | 8:00 | -3.9 | 44 | 7.7
2019-02-10 08:00 | 9:00 | -2.2 | 38 | 4.6
2019-02-10 09:00 | 10:00 | -1.1 | 30 | 4.1
2019-02-10 10:00 | 11:00 | -1.1 | 30 | 5.7
2019-02-10 11:00 | 12:00 | 0.6 | 23 | 6.7
2019-02-10 12:00 | 13:00 | 1.1 | 21 | 6.7
2019-02-10 13:00 | 14:00 | 1.1 | 21 | 6.2
2019-02-10 14:00 | 15:00 | 2.2 | 22 | 5.7
2019-02-10 15:00 | 16:00 | 2.2 | 23 | 5.2
2019-02-10 16:00 | 17:00 | 2.2 | 23 | 4.1
2019-02-10 17:00 | 18:00 | 1.1 | 28 | 3.1
2019-02-10 18:00 | 19:00 | 0.6 | 27 | 4.1
2019-02-10 19:00 | 20:00 | 0.6 | 27 | 4.1
2019-02-10 20:00 | 21:00 | 0 | 33 | 2.6
2019-02-10 21:00 | 22:00 | 0 | 33 | 3.1
2019-02-10 22:00 | 23:00 | 0 | 33 | 1
2019-02-10 23:00 | 24:00 | 0 | 32 | 1
2019-02-11 | 1:00 | -0.6 | 35 | 1.5
2019-02-11 01:00 | 2:00 | -0.6 | 35 | 2.6
2019-02-11 02:00 | 3:00 | -0.6 | 37 | 3.6
2019-02-11 03:00 | 4:00 | -1.1 | 38 | 4.6
2019-02-11 04:00 | 5:00 | -1.7 | 34 | 2.6
2019-02-11 05:00 | 6:00 | -1.7 | 36 | 2.1
2019-02-11 06:00 | 7:00 | -2.2 | 34 | 3.1
2019-02-11 07:00 | 8:00 | -2.2 | 34 | 3.6
2019-02-11 08:00 | 9:00 | -2.2 | 38 | 3.6
2019-02-11 09:00 | 10:00 | -1.7 | 34 | 5.2
2019-02-11 10:00 | 11:00 | -1.7 | 34 | 7.2
2019-02-11 11:00 | 12:00 | 0.6 | 29 | 7.7
2019-02-11 12:00 | 13:00 | 1.1 | 25 | 6.2
2019-02-11 13:00 | 14:00 | 1.1 | 25 | 6.7
2019-02-11 14:00 | 15:00 | 2.2 | 21 | 6.2
2019-02-11 15:00 | 16:00 | 2.8 | 20 | 5.2
2019-02-11 16:00 | 17:00 | 2.8 | 20 | 5.7
2019-02-11 17:00 | 18:00 | 1.1 | 21 | 4.6
2019-02-11 18:00 | 19:00 | 0 | 21 | 4.6
2019-02-11 19:00 | 20:00 | 0 | 21 | 5.2
2019-02-11 20:00 | 21:00 | -0.6 | 20 | 5.7
2019-02-11 21:00 | 22:00 | -1.7 | 19 | 4.6
2019-02-11 22:00 | 23:00 | -1.7 | 19 | 5.7
2019-02-11 23:00 | 24:00 | -3.3 | 22 | 4.6
2019-02-12 | 1:00 | -4.4 | 26 | 5.7
2019-02-12 01:00 | 2:00 | -4.4 | 26 | 6.2
2019-02-12 02:00 | 3:00 | -6.1 | 31 | 5.7
2019-02-12 03:00 | 4:00 | -6.7 | 32 | 6.2
2019-02-12 04:00 | 5:00 | -6.7 | 32 | 5.2
2019-02-12 05:00 | 6:00 | -7.2 | 33 | 3.6
2019-02-12 06:00 | 7:00 | -7.2 | 35 | 2.6
2019-02-12 07:00 | 8:00 | -7.2 | 35 | 4.1
2019-02-12 08:00 | 9:00 | -5 | 41 | 5.2
2019-02-12 09:00 | 10:00 | -4.4 | 43 | 4.1
2019-02-12 10:00 | 11:00 | -3.9 | 46 | 3.6
2019-02-12 11:00 | 12:00 | -2.2 | 65 | 4.1
2019-02-12 12:00 | 13:00 | -1.7 | 65 | 4.1
2019-02-12 13:00 | 14:00 | -1.7 | 65 | 4.1
2019-02-12 14:00 | 15:00 | -1.7 | 72 | 4.1
2019-02-12 15:00 | 16:00 | -1.7 | 83 | 3.6
2019-02-12 16:00 | 17:00 | -1.7 | 87 | 3.1
2019-02-12 17:00 | 18:00 | 0 | 87 | 2.6
2019-02-12 18:00 | 19:00 | 0 | 87 | 4.1
2019-02-12 19:00 | 20:00 | 0.6 | 87 | 3.1
2019-02-12 20:00 | 21:00 | 1.7 | 84 | 3.1
2019-02-12 21:00 | 22:00 | 1.7 | 88 | 3.1
2019-02-12 22:00 | 23:00 | 2.2 | 89 | 2.6
2019-02-12 23:00 | 24:00 | 2.8 | 92 | 3.1
2019-02-13 | 1:00 | 3.3 | 92 | 3.1
2019-02-13 01:00 | 2:00 | 3.3 | 92 | 2.1
2019-02-13 02:00 | 3:00 | 3.9 | 93 | 2.1
2019-02-13 03:00 | 4:00 | 3.9 | 93 | 3.6
2019-02-13 04:00 | 5:00 | 3.9 | 93 | 3.6
2019-02-13 05:00 | 6:00 | 3.9 | 89 | 3.1
2019-02-13 06:00 | 7:00 | 3.9 | 89 | 4.1
2019-02-13 07:00 | 8:00 | 3.9 | 89 | 3.1
2019-02-13 08:00 | 9:00 | 3.3 | 89 | 3.1
2019-02-13 09:00 | 10:00 | 2.8 | 89 | 4.1
2019-02-13 10:00 | 11:00 | 2.8 | 89 | 3.1
2019-02-13 11:00 | 12:00 | 2.2 | 89 | 2.6
2019-02-13 12:00 | 13:00 | 2.8 | 78 | 2.6
2019-02-13 13:00 | 14:00 | 5 | 73 | 2.1
2019-02-13 14:00 | 15:00 | 5 | 61 | 1.5
2019-02-13 15:00 | 16:00 | 4.4 | 58 | 3.1
2019-02-13 16:00 | 17:00 | 4.4 | 58 | 3.6
2019-02-13 17:00 | 18:00 | 3.9 | 66 | 4.6
2019-02-13 18:00 | 19:00 | 3.9 | 63 | 4.1
2019-02-13 19:00 | 20:00 | 3.9 | 63 | 2.6
2019-02-13 20:00 | 21:00 | 2.2 | 71 | 4.6
2019-02-13 21:00 | 22:00 | 1.1 | 67 | 3.6
2019-02-13 22:00 | 23:00 | 1.1 | 67 | 5.7
2019-02-13 23:00 | 24:00 | 1.1 | 43 | 7.2
2019-02-14 | 1:00 | 1.1 | 46 | 6.2
2019-02-14 01:00 | 2:00 | 1.1 | 46 | 5.7
2019-02-14 02:00 | 3:00 | 0 | 52 | 6.7
2019-02-14 03:00 | 4:00 | 0 | 49 | 6.2
2019-02-14 04:00 | 5:00 | 0 | 49 | 6.2
2019-02-14 05:00 | 6:00 | 0 | 49 | 6.2
2019-02-14 06:00 | 7:00 | 0 | 49 | 5.7
2019-02-14 07:00 | 8:00 | 0 | 49 | 7.2
2019-02-14 08:00 | 9:00 | 1.1 | 46 | 7.7
2019-02-14 09:00 | 10:00 | 2.2 | 42 | 6.7
2019-02-14 10:00 | 11:00 | 2.2 | 42 | 6.7
2019-02-14 11:00 | 12:00 | 3.3 | 39 | 10.3
2019-02-14 12:00 | 13:00 | 3.3 | 39 | 7.7
2019-02-14 13:00 | 14:00 | 3.3 | 39 | 6.2
2019-02-14 14:00 | 15:00 | 3.9 | 37 | 7.2
2019-02-14 15:00 | 16:00 | 3.9 | 37 | 5.2
2019-02-14 16:00 | 17:00 | 3.9 | 37 | 4.6
2019-02-14 17:00 | 18:00 | 2.8 | 42 | 4.6
2019-02-14 18:00 | 19:00 | 2.8 | 42 | 4.1
2019-02-14 19:00 | 20:00 | 2.8 | 42 | 4.1
2019-02-14 20:00 | 21:00 | 1.1 | 58 | 3.6
2019-02-14 21:00 | 22:00 | 0.6 | 66 | 5.2
2019-02-14 22:00 | 23:00 | 0.6 | 66 | 4.6
2019-02-14 23:00 | 24:00 | 0.6 | 66 | 4.6
2019-02-15 | 1:00 | 0 | 69 | 4.6
2019-02-15 01:00 | 2:00 | 0 | 69 | 3.6
2019-02-15 02:00 | 3:00 | 0 | 72 | 2.6
2019-02-15 03:00 | 4:00 | 1.1 | 70 | 2.6
2019-02-15 04:00 | 5:00 | 1.1 | 70 | 2.1
2019-02-15 05:00 | 6:00 | 2.8 | 78 | 4.1
2019-02-15 06:00 | 7:00 | 2.8 | 78 | 3.1
2019-02-15 07:00 | 8:00 | 2.8 | 78 | 2.1
2019-02-15 08:00 | 9:00 | 4.4 | 70 | 2.1
2019-02-15 09:00 | 10:00 | 5.6 | 70 | 2.6
2019-02-15 10:00 | 11:00 | 5.6 | 70 | 3.1
2019-02-15 11:00 | 12:00 | 7.2 | 80 | 2.1
2019-02-15 12:00 | 13:00 | 8.3 | 83 | 2.6
2019-02-15 13:00 | 14:00 | 7.8 | 86 | 6.2
2019-02-15 14:00 | 15:00 | 9.4 | 86 | 6.7
2019-02-15 15:00 | 16:00 | 11.1 | 83 | 7.2
2019-02-15 16:00 | 17:00 | 11.1 | 83 | 7.7
2019-02-15 17:00 | 18:00 | 10.6 | 83 | 8.2
2019-02-15 18:00 | 19:00 | 10.6 | 83 | 8.2
2019-02-15 19:00 | 20:00 | 10.6 | 83 | 7.2
2019-02-15 20:00 | 21:00 | 10.6 | 83 | 7.2
2019-02-15 21:00 | 22:00 | 10 | 86 | 5.2
2019-02-15 22:00 | 23:00 | 10 | 86 | 8.2
2019-02-15 23:00 | 24:00 | 10 | 77 | 7.2
2019-02-16 | 1:00 | 8.3 | 71 | 7.2
2019-02-16 01:00 | 2:00 | 8.3 | 68 | 6.7
2019-02-16 02:00 | 3:00 | 5.6 | 42 | 6.7
2019-02-16 03:00 | 4:00 | 4.4 | 40 | 6.7
2019-02-16 04:00 | 5:00 | 4.4 | 40 | 5.7
2019-02-16 05:00 | 6:00 | 2.8 | 42 | 5.2
2019-02-16 06:00 | 7:00 | 2.2 | 46 | 4.6
2019-02-16 07:00 | 8:00 | 2.2 | 46 | 5.7
2019-02-16 08:00 | 9:00 | 2.2 | 46 | 4.6
2019-02-16 09:00 | 10:00 | 3.9 | 41 | 4.1
2019-02-16 10:00 | 11:00 | 3.9 | 41 | 4.1
2019-02-16 11:00 | 12:00 | 5.6 | 37 | 5.2
2019-02-16 12:00 | 13:00 | 6.1 | 35 | 6.2
2019-02-16 13:00 | 14:00 | 6.1 | 35 | 5.7
2019-02-16 14:00 | 15:00 | 6.7 | 34 | 5.2
2019-02-16 15:00 | 16:00 | 6.1 | 33 | 6.2
2019-02-16 16:00 | 17:00 | 6.1 | 33 | 5.2
2019-02-16 17:00 | 18:00 | 4.4 | 38 | 4.6
2019-02-16 18:00 | 19:00 | 3.3 | 41 | 5.2
2019-02-16 19:00 | 20:00 | 3.3 | 41 | 6.2
2019-02-16 20:00 | 21:00 | 2.2 | 40 | 5.2
2019-02-16 21:00 | 22:00 | 1.7 | 41 | 5.2
2019-02-16 22:00 | 23:00 | 1.7 | 41 | 5.7
2019-02-16 23:00 | 24:00 | -0.6 | 41 | 5.2
2019-02-17 | 1:00 | -1.7 | 42 | 5.2
2019-02-17 01:00 | 2:00 | -1.7 | 42 | 6.7
2019-02-17 02:00 | 3:00 | -3.3 | 44 | 7.2
2019-02-17 03:00 | 4:00 | -3.9 | 46 | 6.7
2019-02-17 04:00 | 5:00 | -3.9 | 46 | 5.7
2019-02-17 05:00 | 6:00 | -4.4 | 46 | 5.7
2019-02-17 06:00 | 7:00 | -4.4 | 46 | 5.7
2019-02-17 07:00 | 8:00 | -4.4 | 46 | 5.7
2019-02-17 08:00 | 9:00 | -2.8 | 38 | 5.7
2019-02-17 09:00 | 10:00 | -1.7 | 31 | 6.2
2019-02-17 10:00 | 11:00 | -0.6 | 31 | 5.7
2019-02-17 11:00 | 12:00 | 0.6 | 29 | 5.2
2019-02-17 12:00 | 13:00 | 0.6 | 35 | 5.7
2019-02-17 13:00 | 14:00 | 0.6 | 35 | 5.7
2019-02-17 14:00 | 15:00 | 0.6 | 37 | 5.2
2019-02-17 15:00 | 16:00 | 0 | 43 | 6.2
2019-02-17 16:00 | 17:00 | 0 | 43 | 4.6
2019-02-17 17:00 | 18:00 | -1.1 | 51 | 5.7
2019-02-17 18:00 | 19:00 | -1.1 | 54 | 5.2
2019-02-17 19:00 | 20:00 | -1.1 | 54 | 5.7
2019-02-17 20:00 | 21:00 | 0 | 57 | 4.1
2019-02-17 21:00 | 22:00 | 0 | 60 | 4.1
2019-02-17 22:00 | 23:00 | 0 | 60 | 3.1
2019-02-17 23:00 | 24:00 | 0 | 57 | 4.6
2019-02-18 | 1:00 | -0.6 | 66 | 5.2
2019-02-18 01:00 | 2:00 | -1.1 | 83 | 5.2
2019-02-18 02:00 | 3:00 | -1.7 | 87 | 5.2
2019-02-18 03:00 | 4:00 | -1.7 | 87 | 5.7
2019-02-18 04:00 | 5:00 | -1.1 | 83 | 5.7
2019-02-18 05:00 | 6:00 | -1.7 | 87 | 5.7
2019-02-18 06:00 | 7:00 | -1.7 | 91 | 5.2
2019-02-18 07:00 | 8:00 | -1.1 | 91 | 3.6
2019-02-18 08:00 | 9:00 | -0.6 | 88 | 4.1
2019-02-18 09:00 | 10:00 | -0.6 | 88 | 4.1
2019-02-18 10:00 | 11:00 | 0 | 87 | 1
2019-02-18 11:00 | 12:00 | -0.6 | 83 | 2.6
2019-02-18 12:00 | 13:00 | -1.1 | 83 | 2.1
2019-02-18 13:00 | 14:00 | -1.1 | 79 | 4.1
2019-02-18 14:00 | 15:00 | -1.7 | 80 | 2.6
2019-02-18 15:00 | 16:00 | -2.2 | 79 | 5.2
2019-02-18 16:00 | 17:00 | -2.2 | 79 | 6.7
2019-02-18 17:00 | 18:00 | -2.2 | 79 | 5.7
2019-02-18 18:00 | 19:00 | -1.7 | 76 | 5.2
2019-02-18 19:00 | 20:00 | -1.7 | 76 | 4.1
2019-02-18 20:00 | 21:00 | -1.7 | 57 | 6.2
2019-02-18 21:00 | 22:00 | -2.8 | 51 | 5.2
2019-02-18 22:00 | 23:00 | -2.8 | 51 | 4.6
2019-02-18 23:00 | 24:00 | -6.1 | 43 | 4.1
2019-02-19 | 1:00 | -6.7 | 43 | 3.6
2019-02-19 01:00 | 2:00 | -6.7 | 43 | 4.1
2019-02-19 02:00 | 3:00 | -7.2 | 47 | 4.1
2019-02-19 03:00 | 4:00 | -7.2 | 47 | 3.6
2019-02-19 04:00 | 5:00 | -7.2 | 47 | 4.6
2019-02-19 05:00 | 6:00 | -7.2 | 47 | 4.1
2019-02-19 06:00 | 7:00 | -7.8 | 50 | 4.6
2019-02-19 07:00 | 8:00 | -7.8 | 50 | 5.7
2019-02-19 08:00 | 9:00 | -6.7 | 45 | 4.6
2019-02-19 09:00 | 10:00 | -5 | 39 | 6.2
2019-02-19 10:00 | 11:00 | -5 | 39 | 4.6
2019-02-19 11:00 | 12:00 | -2.2 | 32 | 4.1
2019-02-19 12:00 | 13:00 | -1.1 | 27 | 6.7
2019-02-19 13:00 | 14:00 | -1.1 | 27 | 5.7
2019-02-19 14:00 | 15:00 | 0 | 24 | 5.2
2019-02-19 15:00 | 16:00 | 0 | 17 | 5.7
2019-02-19 16:00 | 17:00 | 0 | 17 | 4.1
2019-02-19 17:00 | 18:00 | -1.7 | 24 | 4.6
2019-02-19 18:00 | 19:00 | -2.2 | 24 | 4.1
2019-02-19 19:00 | 20:00 | -2.2 | 24 | 4.1
2019-02-19 20:00 | 21:00 | -3.3 | 29 | 3.1
2019-02-19 21:00 | 22:00 | -3.9 | 34 | 3.1
2019-02-19 22:00 | 23:00 | -3.9 | 34 | 3.1
2019-02-19 23:00 | 24:00 | -4.4 | 37 | 3.1
2019-02-20 | 1:00 | -5 | 39 | 1
2019-02-20 01:00 | 2:00 | -5 | 39 | 3.1
2019-02-20 02:00 | 3:00 | -5.6 | 39 | 2.6
2019-02-20 03:00 | 4:00 | -6.1 | 41 | 2.1
2019-02-20 04:00 | 5:00 | -6.1 | 41 | 3.1
2019-02-20 05:00 | 6:00 | -5.6 | 43 | 3.1
2019-02-20 06:00 | 7:00 | -5.6 | 46 | 2.6
2019-02-20 07:00 | 8:00 | -5.6 | 46 | 3.6
2019-02-20 08:00 | 9:00 | -4.4 | 41 | 3.1
2019-02-20 09:00 | 10:00 | -3.3 | 38 | 5.7
2019-02-20 10:00 | 11:00 | -3.3 | 38 | 6.2
2019-02-20 11:00 | 12:00 | -1.7 | 33 | 7.7
2019-02-20 12:00 | 13:00 | -1.7 | 34 | 8.2
2019-02-20 13:00 | 14:00 | -1.7 | 34 | 8.8
2019-02-20 14:00 | 15:00 | -1.1 | 31 | 8.2
2019-02-20 15:00 | 16:00 | -1.1 | 33 | 9.3
2019-02-20 16:00 | 17:00 | -1.1 | 33 | 6.7
2019-02-20 17:00 | 18:00 | -1.1 | 38 | 6.7
2019-02-20 18:00 | 19:00 | -1.1 | 40 | 9.3
2019-02-20 19:00 | 20:00 | -1.1 | 40 | 6.2
2019-02-20 20:00 | 21:00 | -2.2 | 56 | 6.7
2019-02-20 21:00 | 22:00 | -2.8 | 65 | 6.7
2019-02-20 22:00 | 23:00 | -3.3 | 75 | 6.2
2019-02-20 23:00 | 24:00 | -3.3 | 82 | 4.6
2019-02-21 | 1:00 | -2.8 | 87 | 4.6
2019-02-21 01:00 | 2:00 | -2.8 | 87 | 5.7
2019-02-21 02:00 | 3:00 | -1.7 | 87 | 5.7
2019-02-21 03:00 | 4:00 | 0 | 87 | 5.7
2019-02-21 04:00 | 5:00 | 0 | 95 | 5.2
2019-02-21 05:00 | 6:00 | 0.6 | 87 | 5.7
2019-02-21 06:00 | 7:00 | 1.1 | 92 | 6.7
2019-02-21 07:00 | 8:00 | 1.1 | 92 | 6.2
2019-02-21 08:00 | 9:00 | 1 | 79 | 7.2
2019-02-21 09:00 | 10:00 | 0.6 | 83 | 8.8
2019-02-21 10:00 | 11:00 | 0.6 | 83 | 8.8
2019-02-21 11:00 | 12:00 | 2.8 | 82 | 9.3
2019-02-21 12:00 | 13:00 | 6.1 | 68 | 9.3
2019-02-21 13:00 | 14:00 | 6.1 | 68 | 9.3
2019-02-21 14:00 | 15:00 | 8.3 | 51 | 9.3
2019-02-21 15:00 | 16:00 | 7.8 | 50 | 9.3
2019-02-21 16:00 | 17:00 | 7.8 | 50 | 10.3
2019-02-21 17:00 | 18:00 | 7.2 | 50 | 5.7
2019-02-21 18:00 | 19:00 | 6.1 | 51 | 9.8
2019-02-21 19:00 | 20:00 | 6.1 | 49 | 6.7
2019-02-21 20:00 | 21:00 | 5.6 | 49 | 10.3
2019-02-21 21:00 | 22:00 | 5.6 | 49 | 10.8
2019-02-21 22:00 | 23:00 | 5.6 | 49 | 10.3
2019-02-21 23:00 | 24:00 | 5 | 51 | 6.7
2019-02-22 | 1:00 | 4.4 | 53 | 6.7
2019-02-22 01:00 | 2:00 | 4.4 | 53 | 8.2
2019-02-22 02:00 | 3:00 | 4.4 | 46 | 6.2
2019-02-22 03:00 | 4:00 | 4.4 | 46 | 7.2
2019-02-22 04:00 | 5:00 | 4.4 | 46 | 5.7
2019-02-22 05:00 | 6:00 | 3.9 | 47 | 5.2
2019-02-22 06:00 | 7:00 | 3.9 | 50 | 4.6
2019-02-22 07:00 | 8:00 | 3.9 | 50 | 6.2
2019-02-22 08:00 | 9:00 | 4.4 | 46 | 6.2
2019-02-22 09:00 | 10:00 | 5 | 44 | 8.8
2019-02-22 10:00 | 11:00 | 5 | 44 | 7.2
2019-02-22 11:00 | 12:00 | 5.6 | 40 | 8.8
2019-02-22 12:00 | 13:00 | 6.7 | 37 | 9.3
2019-02-22 13:00 | 14:00 | 6.7 | 37 | 10.3
2019-02-22 14:00 | 15:00 | 7.8 | 33 | 8.2
2019-02-22 15:00 | 16:00 | 7.2 | 34 | 6.7
2019-02-22 16:00 | 17:00 | 7.2 | 34 | 8.8
2019-02-22 17:00 | 18:00 | 6.1 | 39 | 6.2
2019-02-22 18:00 | 19:00 | 5.6 | 40 | 7.7
2019-02-22 19:00 | 20:00 | 5.6 | 40 | 6.7
2019-02-22 20:00 | 21:00 | 3.9 | 45 | 4.6
2019-02-22 21:00 | 22:00 | 3.9 | 43 | 4.1
2019-02-22 22:00 | 23:00 | 3.9 | 43 | 4.1
2019-02-22 23:00 | 24:00 | 2.2 | 46 | 3.1
2019-02-23 | 1:00 | 1.7 | 46 | 2.1
2019-02-23 01:00 | 2:00 | 1.7 | 46 | 1.5
2019-02-23 02:00 | 3:00 | 0.6 | 49 | 1.5
2019-02-23 03:00 | 4:00 | 0 | 52 | 1
2019-02-23 04:00 | 5:00 | 0 | 52 | 2.1
2019-02-23 05:00 | 6:00 | -1.1 | 57 | 4.1
2019-02-23 06:00 | 7:00 | -0.6 | 52 | 4.6
2019-02-23 07:00 | 8:00 | -0.6 | 52 | 2.1
2019-02-23 08:00 | 9:00 | 0.6 | 47 | 1.5
2019-02-23 09:00 | 10:00 | 2.2 | 42 | 4.1
2019-02-23 10:00 | 11:00 | 2.2 | 42 | 4.1
2019-02-23 11:00 | 12:00 | 2.2 | 51 | 4.1
2019-02-23 12:00 | 13:00 | 2.8 | 54 | 4.6
2019-02-23 13:00 | 14:00 | 2.8 | 54 | 4.6
2019-02-23 14:00 | 15:00 | 2.2 | 62 | 5.2
2019-02-23 15:00 | 16:00 | 2.2 | 65 | 4.6
2019-02-23 16:00 | 17:00 | 2.2 | 65 | 4.6
2019-02-23 17:00 | 18:00 | 1.7 | 77 | 5.7
2019-02-23 18:00 | 19:00 | 1.7 | 77 | 5.2
2019-02-23 19:00 | 20:00 | 1.7 | 77 | 4.6
2019-02-23 20:00 | 21:00 | 1.7 | 81 | 4.6
2019-02-23 21:00 | 22:00 | 1.7 | 74 | 4.6
2019-02-23 22:00 | 23:00 | 1.7 | 74 | 6.2
2019-02-23 23:00 | 24:00 | 1.7 | 70 | 7.2
2019-02-24 | 1:00 | 1.7 | 74 | 7.2
2019-02-24 01:00 | 2:00 | 1.7 | 74 | 6.7
2019-02-24 02:00 | 3:00 | 2.2 | 74 | 6.7
2019-02-24 03:00 | 4:00 | 2.8 | 82 | 6.2
2019-02-24 04:00 | 5:00 | 2.8 | 82 | 6.7
2019-02-24 05:00 | 6:00 | 3.3 | 85 | 6.7
2019-02-24 06:00 | 7:00 | 3.3 | 85 | 8.2
2019-02-24 07:00 | 8:00 | 3.3 | 85 | 6.7
2019-02-24 08:00 | 9:00 | 3.3 | 89 | 9.3
2019-02-24 09:00 | 10:00 | 3.3 | 92 | 9.8
2019-02-24 10:00 | 11:00 | 3.9 | 89 | 8.2
2019-02-24 11:00 | 12:00 | 3.9 | 93 | 8.2
2019-02-24 12:00 | 13:00 | 6 | 87 | 7.7
2019-02-24 13:00 | 14:00 | 6.1 | 93 | 6.2
2019-02-24 14:00 | 15:00 | 7.2 | 93 | 7.2
2019-02-24 15:00 | 16:00 | 6.7 | 93 | 6.7
2019-02-24 16:00 | 17:00 | 6.7 | 93 | 7.2
2019-02-24 17:00 | 18:00 | 8.3 | 93 | 10.3
2019-02-24 18:00 | 19:00 | 7.8 | 93 | 8.8
2019-02-24 19:00 | 20:00 | 7.8 | 93 | 8.2
2019-02-24 20:00 | 21:00 | 8 | 81 | 6.2
2019-02-24 21:00 | 22:00 | 7.8 | 79 | 4.1
2019-02-24 22:00 | 23:00 | 7.8 | 79 | 5.7
2019-02-24 23:00 | 24:00 | 5.6 | 61 | 6.2
2019-02-25 | 1:00 | 5 | 61 | 6.2
2019-02-25 01:00 | 2:00 | 5 | 61 | 12.4
2019-02-25 02:00 | 3:00 | 5 | 61 | 13.4
2019-02-25 03:00 | 4:00 | 4.4 | 58 | 11.3
2019-02-25 04:00 | 5:00 | 4.4 | 58 | 5.7
2019-02-25 05:00 | 6:00 | 3.3 | 41 | 13.4
2019-02-25 06:00 | 7:00 | 2.8 | 46 | 13.9
2019-02-25 07:00 | 8:00 | 2.8 | 46 | 15.4
2019-02-25 08:00 | 9:00 | 1.7 | 58 | 11.8
2019-02-25 09:00 | 10:00 | 2.8 | 37 | 11.3
2019-02-25 10:00 | 11:00 | 2.8 | 37 | 13.4
2019-02-25 11:00 | 12:00 | 3.3 | 26 | 11.3
2019-02-25 12:00 | 13:00 | 3.3 | 28 | 10.8
2019-02-25 13:00 | 14:00 | 3.3 | 28 | 14.4
2019-02-25 14:00 | 15:00 | 2.8 | 27 | 10.8
2019-02-25 15:00 | 16:00 | 2.8 | 30 | 6.2
2019-02-25 16:00 | 17:00 | 2.8 | 30 | 9.3
2019-02-25 17:00 | 18:00 | 1.1 | 36 | 6.7
2019-02-25 18:00 | 19:00 | 0.6 | 37 | 6.2
2019-02-25 19:00 | 20:00 | 0.6 | 37 | 9.3
2019-02-25 20:00 | 21:00 | 0 | 37 | 7.7
2019-02-25 21:00 | 22:00 | -0.6 | 38 | 7.7
2019-02-25 22:00 | 23:00 | -0.6 | 38 | 8.2
2019-02-25 23:00 | 24:00 | -1.1 | 36 | 6.2
2019-02-26 | 1:00 | -1.7 | 33 | 6.2
2019-02-26 01:00 | 2:00 | -1.7 | 33 | 5.7
2019-02-26 02:00 | 3:00 | -2.8 | 32 | 5.7
2019-02-26 03:00 | 4:00 | -3.3 | 30 | 6.7
2019-02-26 04:00 | 5:00 | -3.3 | 30 | 4.6
2019-02-26 05:00 | 6:00 | -3.9 | 31 | 5.2
2019-02-26 06:00 | 7:00 | -3.9 | 29 | 7.7
2019-02-26 07:00 | 8:00 | -3.9 | 29 | 7.2
2019-02-26 08:00 | 9:00 | -3.3 | 24 | 8.2
2019-02-26 09:00 | 10:00 | -2.8 | 18 | 7.7
2019-02-26 10:00 | 11:00 | -2.8 | 18 | 8.8
2019-02-26 11:00 | 12:00 | -1.7 | 12 | 7.7
2019-02-26 12:00 | 13:00 | -1.1 | 13 | 8.2
2019-02-26 13:00 | 14:00 | -1.1 | 13 | 7.2
2019-02-26 14:00 | 15:00 | -0.6 | 15 | 7.7
2019-02-26 15:00 | 16:00 | -1.7 | 15 | 7.7
2019-02-26 16:00 | 17:00 | -2.2 | 15 | 8.2
2019-02-26 17:00 | 18:00 | -3.3 | 18 | 5.7
2019-02-26 18:00 | 19:00 | -3.9 | 20 | 5.2
2019-02-26 19:00 | 20:00 | -3.9 | 20 | 5.2
2019-02-26 20:00 | 21:00 | -5.6 | 24 | 4.1
2019-02-26 21:00 | 22:00 | -6.1 | 25 | 3.1
2019-02-26 22:00 | 23:00 | -6.1 | 25 | 2.6
2019-02-26 23:00 | 24:00 | -6.7 | 30 | 3.1
2019-02-27 | 1:00 | -7.2 | 33 | 2.1
2019-02-27 01:00 | 2:00 | -7.2 | 33 | 5.2
2019-02-27 02:00 | 3:00 | -8.3 | 36 | 3.1
2019-02-27 03:00 | 4:00 | -8.9 | 32 | 3.6
2019-02-27 04:00 | 5:00 | -8.9 | 32 | 4.1
2019-02-27 05:00 | 6:00 | -10 | 26 | 4.1
2019-02-27 06:00 | 7:00 | -10.6 | 26 | 3.6
2019-02-27 07:00 | 8:00 | -10.6 | 26 | 4.1
2019-02-27 08:00 | 9:00 | -8.9 | 22 | 4.6
2019-02-27 09:00 | 10:00 | -8.3 | 20 | 4.6
2019-02-27 10:00 | 11:00 | -8.3 | 20 | 5.2
2019-02-27 11:00 | 12:00 | -6.1 | 17 | 6.7
2019-02-27 12:00 | 13:00 | -5 | 17 | 5.2
2019-02-27 13:00 | 14:00 | -5 | 17 | 5.7
2019-02-27 14:00 | 15:00 | -3.3 | 17 | 5.7
2019-02-27 15:00 | 16:00 | -3.3 | 16 | 5.2
2019-02-27 16:00 | 17:00 | -3.3 | 16 | 5.7
2019-02-27 17:00 | 18:00 | -3.9 | 21 | 6.2
2019-02-27 18:00 | 19:00 | -3.9 | 26 | 3.1
2019-02-27 19:00 | 20:00 | -3.9 | 26 | 1.5
2019-02-27 20:00 | 21:00 | -4.4 | 43 | 1
2019-02-27 21:00 | 22:00 | -5 | 53 | 3.1
2019-02-27 22:00 | 23:00 | -5.6 | 68 | 3.1
2019-02-27 23:00 | 24:00 | -6.1 | 78 | 1
2019-02-28 | 1:00 | -5.6 | 79 | 2.1
2019-02-28 01:00 | 2:00 | -6.1 | 78 | 2.6
2019-02-28 02:00 | 3:00 | -7.2 | 78 | 2.6
2019-02-28 03:00 | 4:00 | -7.2 | 78 | 3.1
2019-02-28 04:00 | 5:00 | -7.2 | 78 | 3.6
2019-02-28 05:00 | 6:00 | -6.7 | 75 | 5.7
2019-02-28 06:00 | 7:00 | -6.7 | 71 | 6.7
2019-02-28 07:00 | 8:00 | -6.7 | 71 | 7.2
2019-02-28 08:00 | 9:00 | -6.7 | 75 | 6.7
2019-02-28 09:00 | 10:00 | -5 | 65 | 8.2
2019-02-28 10:00 | 11:00 | -5 | 65 | 7.2
2019-02-28 11:00 | 12:00 | -2.8 | 54 | 7.2
2019-02-28 12:00 | 13:00 | -2.2 | 48 | 10.3
2019-02-28 13:00 | 14:00 | -2.2 | 48 | 7.2
2019-02-28 14:00 | 15:00 | -0.6 | 37 | 9.3
2019-02-28 15:00 | 16:00 | -0.6 | 35 | 7.7
2019-02-28 16:00 | 17:00 | -0.6 | 35 | 8.8
2019-02-28 17:00 | 18:00 | -0.6 | 31 | 7.7
2019-02-28 18:00 | 19:00 | -1.7 | 26 | 7.2
2019-02-28 19:00 | 20:00 | -1.7 | 25 | 7.7
2019-02-28 20:00 | 21:00 | -2.1 | 25 | 8.2
2019-02-28 21:00 | 22:00 | -0.9 | 35 | 8
2019-02-28 22:00 | 23:00 | 0.2 | 49 | 7.8
2019-02-28 23:00 | 24:00 | 1.1 | 67 | 7.6
2013-03-01 | 1:00 | 2.5 | 87 | 7.3
2013-03-01 01:00 | 2:00 | 2.1 | 87 | 7.1
2013-03-01 02:00 | 3:00 | 1.8 | 84 | 6.9
2013-03-01 03:00 | 4:00 | 1.8 | 83 | 6.7
2013-03-01 04:00 | 5:00 | 1.7 | 82 | 6.7
2013-03-01 05:00 | 6:00 | 2 | 81 | 5.7
2013-03-01 06:00 | 7:00 | 1.7 | 81 | 5.7
2013-03-01 07:00 | 8:00 | 1.7 | 81 | 6.2
2013-03-01 08:00 | 9:00 | 2.8 | 82 | 6.7
2013-03-01 09:00 | 10:00 | 3.9 | 69 | 8.2
2013-03-01 10:00 | 11:00 | 3.9 | 69 | 8.2
2013-03-01 11:00 | 12:00 | 4 | 64 | 7.2
2013-03-01 12:00 | 13:00 | 4 | 64 | 8.8
2013-03-01 13:00 | 14:00 | 4.4 | 58 | 8.8
2013-03-01 14:00 | 15:00 | 4.4 | 58 | 9.3
2013-03-01 15:00 | 16:00 | 4.4 | 55 | 7.2
2013-03-01 16:00 | 17:00 | 4.4 | 55 | 8.2
2013-03-01 17:00 | 18:00 | 3.9 | 57 | 5.2
2013-03-01 18:00 | 19:00 | 3.9 | 57 | 4.6
2013-03-01 19:00 | 20:00 | 3.9 | 57 | 4.1
2013-03-01 20:00 | 21:00 | 3.3 | 60 | 4.1
2013-03-01 21:00 | 22:00 | 3.3 | 60 | 6.2
2013-03-01 22:00 | 23:00 | 3.3 | 60 | 6.2
2013-03-01 23:00 | 24:00 | 2.8 | 62 | 5.2
2013-03-02 | 1:00 | 2.2 | 65 | 4.1
2013-03-02 01:00 | 2:00 | 2.2 | 65 | 5.2
2013-03-02 02:00 | 3:00 | 1.7 | 67 | 5.2
2013-03-02 03:00 | 4:00 | 1.7 | 64 | 5.2
2013-03-02 04:00 | 5:00 | 1.7 | 64 | 5.2
2013-03-02 05:00 | 6:00 | 1.1 | 67 | 5.2
2013-03-02 06:00 | 7:00 | 1.1 | 64 | 4.6
2013-03-02 07:00 | 8:00 | 1.1 | 64 | 6.2
2013-03-02 08:00 | 9:00 | 3.3 | 57 | 6.2
2013-03-02 09:00 | 10:00 | 3.3 | 57 | 5.7
2013-03-02 10:00 | 11:00 | 3.3 | 57 | 4.1
2013-03-02 11:00 | 12:00 | 5 | 53 | 6.2
2013-03-02 12:00 | 13:00 | 4.4 | 63 | 6.2
2013-03-02 13:00 | 14:00 | 4.4 | 63 | 6.2
2013-03-02 14:00 | 15:00 | 3.9 | 63 | 5.2
2013-03-02 15:00 | 16:00 | 3.9 | 66 | 7.7
2013-03-02 16:00 | 17:00 | 3.9 | 66 | 6.2
2013-03-02 17:00 | 18:00 | 5 | 55 | 6.2
2013-03-02 18:00 | 19:00 | 4.4 | 55 | 5.2
2013-03-02 19:00 | 20:00 | 4.4 | 55 | 5.2
2013-03-02 20:00 | 21:00 | 3.3 | 55 | 5.7
2013-03-02 21:00 | 22:00 | 2.8 | 54 | 7.7
2013-03-02 22:00 | 23:00 | 2.8 | 54 | 5.7
2013-03-02 23:00 | 24:00 | 2.2 | 59 | 7.7
2013-03-03 | 1:00 | 2 | 62 | 7.2
2013-03-03 01:00 | 2:00 | 1.7 | 61 | 6.2
2013-03-03 02:00 | 3:00 | 1.1 | 64 | 6.2
2013-03-03 03:00 | 4:00 | 1.1 | 64 | 5.7
2013-03-03 04:00 | 5:00 | 1.1 | 64 | 5.2
2013-03-03 05:00 | 6:00 | 0.6 | 63 | 5.7
2013-03-03 06:00 | 7:00 | 1 | 61 | 5.2
2013-03-03 07:00 | 8:00 | 0.6 | 66 | 5.2
2013-03-03 08:00 | 9:00 | 1 | 67 | 9.3
2013-03-03 09:00 | 10:00 | 2 | 67 | 7.7
2013-03-03 10:00 | 11:00 | 2.8 | 65 | 5.7
2013-03-03 11:00 | 12:00 | 5 | 64 | 5.2
2013-03-03 12:00 | 13:00 | 4 | 64 | 7.7
2013-03-03 13:00 | 14:00 | 5 | 61 | 8.8
2013-03-03 14:00 | 15:00 | 5.6 | 58 | 7.7
2013-03-03 15:00 | 16:00 | 5 | 59 | 9.8
2013-03-03 16:00 | 17:00 | 5 | 61 | 8.2
2013-03-03 17:00 | 18:00 | 3 | 74 | 7.7
2013-03-03 18:00 | 19:00 | 3 | 74 | 8.8
2013-03-03 19:00 | 20:00 | 2.8 | 75 | 8.2
2013-03-03 20:00 | 21:00 | 1.7 | 81 | 7.2
2013-03-03 21:00 | 22:00 | 1.7 | 81 | 10.3
2013-03-03 22:00 | 23:00 | 1.7 | 81 | 8.2
2013-03-03 23:00 | 24:00 | 1.7 | 61 | 8.2
2013-03-04 | 1:00 | 1.1 | 64 | 7.7
2013-03-04 01:00 | 2:00 | 1.1 | 64 | 7.2
2013-03-04 02:00 | 3:00 | 0.6 | 63 | 7.2
2013-03-04 03:00 | 4:00 | 0 | 62 | 5.7
2013-03-04 04:00 | 5:00 | 0 | 62 | 6.2
2013-03-04 05:00 | 6:00 | -0.6 | 63 | 5.7
2013-03-04 06:00 | 7:00 | -0.6 | 60 | 4.6
2013-03-04 07:00 | 8:00 | -0.6 | 60 | 7.2
2013-03-04 08:00 | 9:00 | 1.1 | 52 | 5.2
2013-03-04 09:00 | 10:00 | 2.8 | 46 | 6.2
2013-03-04 10:00 | 11:00 | 2.8 | 46 | 6.7
2013-03-04 11:00 | 12:00 | 3.9 | 43 | 5.2
2013-03-04 12:00 | 13:00 | 5 | 42 | 4.1
2013-03-04 13:00 | 14:00 | 5 | 42 | 5.2
2013-03-04 14:00 | 15:00 | 3.9 | 47 | 6.2
2013-03-04 15:00 | 16:00 | 3.9 | 50 | 3.6
2013-03-04 16:00 | 17:00 | 3.9 | 50 | 5.2
2013-03-04 17:00 | 18:00 | 2.8 | 59 | 6.2
2013-03-04 18:00 | 19:00 | 2 | 62 | 5.7
2013-03-04 19:00 | 20:00 | 1.1 | 70 | 5.2
2013-03-04 20:00 | 21:00 | 1.7 | 61 | 5.7
2013-03-04 21:00 | 22:00 | 1.1 | 58 | 5.7
2013-03-04 22:00 | 23:00 | 1.1 | 58 | 6.2
2013-03-04 23:00 | 24:00 | 0.6 | 57 | 5.2
2013-03-05 | 1:00 | 0.6 | 57 | 3.6
2013-03-05 01:00 | 2:00 | 0.6 | 57 | 4.1
2013-03-05 02:00 | 3:00 | 0.6 | 54 | 4.6
2013-03-05 03:00 | 4:00 | 0 | 57 | 4.1
2013-03-05 04:00 | 5:00 | 0 | 57 | 3.1
2013-03-05 05:00 | 6:00 | 0 | 60 | 3.1
2013-03-05 06:00 | 7:00 | 0.6 | 57 | 4.6
2013-03-05 07:00 | 8:00 | 0.6 | 57 | 5.2
2013-03-05 08:00 | 9:00 | 2 | 52 | 3.6
2013-03-05 09:00 | 10:00 | 3.9 | 55 | 4.1
2013-03-05 10:00 | 11:00 | 3.9 | 55 | 4.6
2013-03-05 11:00 | 12:00 | 5.6 | 51 | 4.1
2013-03-05 12:00 | 13:00 | 6.1 | 54 | 5.2
2013-03-05 13:00 | 14:00 | 6.1 | 54 | 4.6
2013-03-05 14:00 | 15:00 | 5.6 | 67 | 5.7
2013-03-05 15:00 | 16:00 | 5.6 | 70 | 6.2
2013-03-05 16:00 | 17:00 | 5.6 | 70 | 6.7
2013-03-05 17:00 | 18:00 | 3.9 | 76 | 6.2
2013-03-05 18:00 | 19:00 | 2.8 | 82 | 6.7
2013-03-05 19:00 | 20:00 | 2.8 | 82 | 4.6
2013-03-05 20:00 | 21:00 | 3.3 | 79 | 5.7
2013-03-05 21:00 | 22:00 | 3.9 | 76 | 6.2
2013-03-05 22:00 | 23:00 | 3.9 | 76 | 6.2
2013-03-05 23:00 | 24:00 | 4 | 75 | 6.2
2013-03-06 | 1:00 | 2.8 | 82 | 7.2
2013-03-06 01:00 | 2:00 | 2.8 | 82 | 7.2
2013-03-06 02:00 | 3:00 | 3.3 | 85 | 7.2
2013-03-06 03:00 | 4:00 | 3 | 87 | 6.7
2013-03-06 04:00 | 5:00 | 3.3 | 85 | 5.2
2013-03-06 05:00 | 6:00 | 4 | 81 | 5.2
2013-03-06 06:00 | 7:00 | 3 | 87 | 5.7
2013-03-06 07:00 | 8:00 | 3.9 | 82 | 6.2
2013-03-06 08:00 | 9:00 | 3 | 87 | 6.2
2013-03-06 09:00 | 10:00 | 3.9 | 69 | 6.2
2013-03-06 10:00 | 11:00 | 3.9 | 69 | 6.2
2013-03-06 11:00 | 12:00 | 3.9 | 76 | 6.2
2013-03-06 12:00 | 13:00 | 4 | 81 | 5.7
2013-03-06 13:00 | 14:00 | 4.4 | 76 | 7.7
2013-03-06 14:00 | 15:00 | 4 | 81 | 7.2
2013-03-06 15:00 | 16:00 | 3 | 87 | 5.7
2013-03-06 16:00 | 17:00 | 2.2 | 81 | 6.7
2013-03-06 17:00 | 18:00 | 2 | 87 | 7.2
2013-03-06 18:00 | 19:00 | 2 | 87 | 7.2
2013-03-06 19:00 | 20:00 | 2.8 | 82 | 6.2
2013-03-06 20:00 | 21:00 | 2.8 | 78 | 6.7
2013-03-06 21:00 | 22:00 | 1.7 | 81 | 7.2
2013-03-06 22:00 | 23:00 | 1.7 | 81 | 6.2
2013-03-06 23:00 | 24:00 | 2.8 | 71 | 5.2
2013-03-07 | 1:00 | 2.2 | 74 | 5.7
2013-03-07 01:00 | 2:00 | 2.2 | 74 | 5.2
2013-03-07 02:00 | 3:00 | 2.2 | 74 | 5.2
2013-03-07 03:00 | 4:00 | 1 | 79 | 5.2
2013-03-07 04:00 | 5:00 | 1.1 | 80 | 6.2
2013-03-07 05:00 | 6:00 | 0.6 | 87 | 6.7
2013-03-07 06:00 | 7:00 | 1 | 86 | 6.2
2013-03-07 07:00 | 8:00 | 0 | 87 | 6.7
2013-03-07 08:00 | 9:00 | 1 | 86 | 7.2
2013-03-07 09:00 | 10:00 | 1 | 86 | 7.2
2013-03-07 10:00 | 11:00 | 0.6 | 96 | 7.2
2013-03-07 11:00 | 12:00 | 1 | 93 | 7.2
2013-03-07 12:00 | 13:00 | 1 | 100 | 7.2
2013-03-07 13:00 | 14:00 | 0.6 | 96 | 7.2
2013-03-07 14:00 | 15:00 | 0 | 95 | 7.7
2013-03-07 15:00 | 16:00 | -1 | 100 | 7.7
2013-03-07 16:00 | 17:00 | -0.6 | 96 | 8.2
2013-03-07 17:00 | 18:00 | -1 | 92 | 7.7
2013-03-07 18:00 | 19:00 | -1.1 | 95 | 6.7
2013-03-07 19:00 | 20:00 | -1.1 | 95 | 7.2
2013-03-07 20:00 | 21:00 | -0.6 | 91 | 7.2
2013-03-07 21:00 | 22:00 | -1 | 92 | 7.2
2013-03-07 22:00 | 23:00 | -0.6 | 96 | 6.7
2013-03-07 23:00 | 24:00 | -1.1 | 95 | 6.2
2013-03-08 | 1:00 | -1.7 | 100 | 5.2
2013-03-08 01:00 | 2:00 | -1.7 | 100 | 5.2
2013-03-08 02:00 | 3:00 | -2 | 100 | 5.2
2013-03-08 03:00 | 4:00 | -2 | 100 | 6.2
2013-03-08 04:00 | 5:00 | -1.7 | 96 | 6.2
2013-03-08 05:00 | 6:00 | -2 | 100 | 3.1
2013-03-08 06:00 | 7:00 | -2.2 | 100 | 5.2
2013-03-08 07:00 | 8:00 | -2.2 | 100 | 6.2
2013-03-08 08:00 | 9:00 | -2.2 | 95 | 4.6
2013-03-08 09:00 | 10:00 | -2.2 | 95 | 7.7
2013-03-08 10:00 | 11:00 | -2.2 | 95 | 7.7
2013-03-08 11:00 | 12:00 | -2 | 92 | 5.2
2013-03-08 12:00 | 13:00 | -2 | 100 | 5.7
2013-03-08 13:00 | 14:00 | -1.1 | 95 | 5.2
2013-03-08 14:00 | 15:00 | 1 | 79 | 4.1
2013-03-08 15:00 | 16:00 | 2 | 67 | 4.1
2013-03-08 16:00 | 17:00 | 2.8 | 65 | 3.1
2013-03-08 17:00 | 18:00 | 4.4 | 53 | 2.6
2013-03-08 18:00 | 19:00 | 5 | 48 | 3.1
2013-03-08 19:00 | 20:00 | 5 | 48 | 2.6
2013-03-08 20:00 | 21:00 | 5 | 42 | 2.6
2013-03-08 21:00 | 22:00 | 3.9 | 47 | 3.1
2013-03-08 22:00 | 23:00 | 3.9 | 47 | 4.1
2013-03-08 23:00 | 24:00 | 2.8 | 49 | 3.1
2013-03-09 | 1:00 | 2.8 | 49 | 3.1
2013-03-09 01:00 | 2:00 | 2.8 | 49 | 3.6
2013-03-09 02:00 | 3:00 | 1.7 | 53 | 4.1
2013-03-09 03:00 | 4:00 | 0.6 | 54 | 3.6
2013-03-09 04:00 | 5:00 | 0.6 | 54 | 3.6
2013-03-09 05:00 | 6:00 | -0.6 | 60 | 5.2
2013-03-09 06:00 | 7:00 | 0 | 60 | 3.1
2013-03-09 07:00 | 8:00 | 0 | 60 | 1.5
2013-03-09 08:00 | 9:00 | 2.2 | 65 | 1.5
2013-03-09 09:00 | 10:00 | 2.8 | 65 | 2.6
2013-03-09 10:00 | 11:00 | 2.8 | 65 | 4.1
2013-03-09 11:00 | 12:00 | 3.3 | 60 | 3.6
2013-03-09 12:00 | 13:00 | 2.8 | 68 | 3.6
2013-03-09 13:00 | 14:00 | 2.8 | 68 | 2.6
2013-03-09 14:00 | 15:00 | 2.8 | 71 | 5.7
2013-03-09 15:00 | 16:00 | 2.8 | 71 | 4.6
2013-03-09 16:00 | 17:00 | 2.8 | 71 | 4.6
2013-03-09 17:00 | 18:00 | 2.2 | 74 | 4.6
2013-03-09 18:00 | 19:00 | 1.7 | 77 | 5.2
2013-03-09 19:00 | 20:00 | 1.7 | 77 | 5.7
2013-03-09 20:00 | 21:00 | 1.1 | 80 | 5.2
2013-03-09 21:00 | 22:00 | 1.7 | 77 | 5.2
2013-03-09 22:00 | 23:00 | 1.7 | 77 | 4.6
2013-03-09 23:00 | 24:00 | 0.6 | 80 | 4.6
2013-03-10 | 1:00 | 0 | 83 | 4.1
2013-03-10 01:00 | 2:00 | 0 | 83 | 4.1
2013-03-10 02:00 | 3:00 | 0 | 85 | 3.6
2013-03-10 03:00 | 4:00 | -1 | 85 | 4.1
2013-03-10 04:00 | 5:00 | -0.6 | 83 | 4.6
2013-03-10 05:00 | 6:00 | -1.1 | 83 | 5.2
2013-03-10 06:00 | 7:00 | -2 | 85 | 4.1
2013-03-10 07:00 | 8:00 | 0 | 83 | 4.1
2013-03-10 08:00 | 9:00 | 1.7 | 81 | 5.2
2013-03-10 09:00 | 10:00 | 2.8 | 75 | 6.7
2013-03-10 10:00 | 11:00 | 2.8 | 75 | 6.7
2013-03-10 11:00 | 12:00 | 2.8 | 71 | 7.2
2013-03-10 12:00 | 13:00 | 2.8 | 71 | 6.7
2013-03-10 13:00 | 14:00 | 2.8 | 71 | 6.2
2013-03-10 14:00 | 15:00 | 3 | 68 | 5.7
2013-03-10 15:00 | 16:00 | 3 | 74 | 4.6
2013-03-10 16:00 | 17:00 | 2.8 | 71 | 5.2
2013-03-10 17:00 | 18:00 | 2.2 | 74 | 4.6
2013-03-10 18:00 | 19:00 | 2.2 | 78 | 5.2
2013-03-10 19:00 | 20:00 | 2.2 | 78 | 5.2
2013-03-10 20:00 | 21:00 | 1.7 | 81 | 3.6
2013-03-10 21:00 | 22:00 | 1.7 | 81 | 3.6
2013-03-10 22:00 | 23:00 | 1.7 | 81 | 3.1
2013-03-10 23:00 | 24:00 | 2 | 80 | 3.6
2013-03-11 | 1:00 | 2 | 80 | 3.6
2013-03-11 01:00 | 2:00 | 1.7 | 84 | 3.1
2013-03-11 02:00 | 3:00 | 1.7 | 88 | 3.6
2013-03-11 03:00 | 4:00 | 1.7 | 84 | 5.7
2013-03-11 04:00 | 5:00 | 1.7 | 84 | 5.2
2013-03-11 05:00 | 6:00 | 1.7 | 84 | 6.2
2013-03-11 06:00 | 7:00 | 1.7 | 84 | 5.7
2013-03-11 07:00 | 8:00 | 1.7 | 84 | 6.7
2013-03-11 08:00 | 9:00 | 3 | 87 | 6.7
2013-03-11 09:00 | 10:00 | 5.6 | 76 | 5.2
2013-03-11 10:00 | 11:00 | 5.6 | 76 | 6.2
2013-03-11 11:00 | 12:00 | 7.2 | 70 | 7.2
2013-03-11 12:00 | 13:00 | 7.8 | 68 | 6.7
2013-03-11 13:00 | 14:00 | 7.8 | 68 | 2.1
2013-03-11 14:00 | 15:00 | 9.4 | 68 | 4.6
2013-03-11 15:00 | 16:00 | 8.9 | 68 | 4.6
2013-03-11 16:00 | 17:00 | 8.9 | 68 | 5.7
2013-03-11 17:00 | 18:00 | 7.2 | 76 | 5.2
2013-03-11 18:00 | 19:00 | 6.1 | 82 | 5.7
2013-03-11 19:00 | 20:00 | 6.1 | 82 | 4.6
2013-03-11 20:00 | 21:00 | 6 | 81 | 5.7
2013-03-11 21:00 | 22:00 | 5 | 89 | 5.7
2013-03-11 22:00 | 23:00 | 5 | 89 | 6.2
2013-03-11 23:00 | 24:00 | 3.9 | 96 | 5.2
2013-03-12 | 1:00 | 4 | 93 | 6.2
2013-03-12 01:00 | 2:00 | 4.4 | 93 | 5.7
2013-03-12 02:00 | 3:00 | 5 | 93 | 6.7
2013-03-12 03:00 | 4:00 | 5 | 93 | 5.7
2013-03-12 04:00 | 5:00 | 5.6 | 96 | 5.7
2013-03-12 05:00 | 6:00 | 6.1 | 97 | 6.2
2013-03-12 06:00 | 7:00 | 6 | 93 | 5.2
2013-03-12 07:00 | 8:00 | 6.1 | 100 | 5.7
2013-03-12 08:00 | 9:00 | 7 | 100 | 4.6
2013-03-12 09:00 | 10:00 | 8.3 | 97 | 4.1
2013-03-12 10:00 | 11:00 | 8.3 | 97 | 6.2
2013-03-12 11:00 | 12:00 | 9 | 93 | 6.2
2013-03-12 12:00 | 13:00 | 10 | 87 | 6.2
2013-03-12 13:00 | 14:00 | 10.6 | 86 | 5.7
2013-03-12 14:00 | 15:00 | 11.1 | 86 | 6.7
2013-03-12 15:00 | 16:00 | 11 | 82 | 6.2
2013-03-12 16:00 | 17:00 | 10 | 89 | 5.7
2013-03-12 17:00 | 18:00 | 10 | 93 | 5.2
2013-03-12 18:00 | 19:00 | 10 | 93 | 3.6
2013-03-12 19:00 | 20:00 | 11.1 | 93 | 2.6
2013-03-12 20:00 | 21:00 | 11 | 100 | 3.6
2013-03-12 21:00 | 22:00 | 11 | 94 | 4.1
2013-03-12 22:00 | 23:00 | 10.6 | 96 | 3.1
2013-03-12 23:00 | 24:00 | 10 | 100 | 4.1
2013-03-13 | 1:00 | 10 | 93 | 4.6
2013-03-13 01:00 | 2:00 | 8.9 | 86 | 5.7
2013-03-13 02:00 | 3:00 | 7 | 87 | 6.2
2013-03-13 03:00 | 4:00 | 6.1 | 73 | 7.2
2013-03-13 04:00 | 5:00 | 6.1 | 73 | 7.2
2013-03-13 05:00 | 6:00 | 4.4 | 73 | 3.1
2013-03-13 06:00 | 7:00 | 4.4 | 67 | 3.6
2013-03-13 07:00 | 8:00 | 4.4 | 67 | 5.2
2013-03-13 08:00 | 9:00 | 6.1 | 65 | 4.1
2013-03-13 09:00 | 10:00 | 7.2 | 60 | 6.2
2013-03-13 10:00 | 11:00 | 7.2 | 60 | 4.1
2013-03-13 11:00 | 12:00 | 9.4 | 52 | 5.2
2013-03-13 12:00 | 13:00 | 10 | 45 | 8.2
2013-03-13 13:00 | 14:00 | 10 | 45 | 8.8
2013-03-13 14:00 | 15:00 | 10.6 | 38 | 7.2
2013-03-13 15:00 | 16:00 | 10 | 31 | 7.7
2013-03-13 16:00 | 17:00 | 10 | 31 | 7.2
2013-03-13 17:00 | 18:00 | 8.3 | 30 | 6.7
2013-03-13 18:00 | 19:00 | 7.2 | 33 | 6.2
2013-03-13 19:00 | 20:00 | 7.2 | 33 | 4.6
2013-03-13 20:00 | 21:00 | 5.6 | 35 | 5.2
2013-03-13 21:00 | 22:00 | 5 | 36 | 2.6
2013-03-13 22:00 | 23:00 | 5 | 36 | 2.6
2013-03-13 23:00 | 24:00 | 3.9 | 41 | 2.1
2013-03-14 | 1:00 | 3.3 | 43 | 2.1
2013-03-14 01:00 | 2:00 | 3.3 | 43 | 5.2
2013-03-14 02:00 | 3:00 | 2.2 | 53 | 7.2
2013-03-14 03:00 | 4:00 | 1.7 | 53 | 7.2
2013-03-14 04:00 | 5:00 | 1.7 | 53 | 8.2
2013-03-14 05:00 | 6:00 | 1.1 | 48 | 7.7
2013-03-14 06:00 | 7:00 | 0.6 | 45 | 7.2
2013-03-14 07:00 | 8:00 | 0.6 | 45 | 7.7
2013-03-14 08:00 | 9:00 | 1.1 | 39 | 7.2
2013-03-14 09:00 | 10:00 | 1.1 | 37 | 7.2
2013-03-14 10:00 | 11:00 | 1.1 | 37 | 9.8
2013-03-14 11:00 | 12:00 | 2.2 | 33 | 9.8
2013-03-14 12:00 | 13:00 | 1.1 | 34 | 8.8
2013-03-14 13:00 | 14:00 | 1.1 | 34 | 10.3
2013-03-14 14:00 | 15:00 | 1.1 | 34 | 11.3
2013-03-14 15:00 | 16:00 | 0.6 | 33 | 11.3
2013-03-14 16:00 | 17:00 | 0.6 | 33 | 11.3
2013-03-14 17:00 | 18:00 | -1.1 | 38 | 11.3
2013-03-14 18:00 | 19:00 | -2.2 | 38 | 11.3
2013-03-14 19:00 | 20:00 | -2.2 | 38 | 11.8
2013-03-14 20:00 | 21:00 | -3.3 | 36 | 12.4
2013-03-14 21:00 | 22:00 | -3.9 | 37 | 11.8
2013-03-14 22:00 | 23:00 | -3.9 | 37 | 10.3
2013-03-14 23:00 | 24:00 | -5 | 43 | 12.4
2013-03-15 | 1:00 | -5 | 43 | 11.8
2013-03-15 01:00 | 2:00 | -5 | 43 | 8.8
2013-03-15 02:00 | 3:00 | -5.6 | 46 | 8.8
2013-03-15 03:00 | 4:00 | -5.6 | 39 | 7.7
2013-03-15 04:00 | 5:00 | -5.6 | 39 | 6.2
2013-03-15 05:00 | 6:00 | -6.1 | 39 | 6.2
2013-03-15 06:00 | 7:00 | -6.1 | 41 | 5.7
2013-03-15 07:00 | 8:00 | -6.1 | 41 | 5.7
2013-03-15 08:00 | 9:00 | -3.9 | 37 | 6.2
2013-03-15 09:00 | 10:00 | -2.2 | 32 | 6.2
2013-03-15 10:00 | 11:00 | -2.2 | 32 | 7.2
2013-03-15 11:00 | 12:00 | 0.6 | 26 | 5.7
2013-03-15 12:00 | 13:00 | 2.8 | 23 | 6.2
2013-03-15 13:00 | 14:00 | 2.8 | 23 | 6.7
2013-03-15 14:00 | 15:00 | 4.4 | 24 | 6.7
2013-03-15 15:00 | 16:00 | 4.4 | 28 | 7.2
2013-03-15 16:00 | 17:00 | 4.4 | 28 | 7.2
2013-03-15 17:00 | 18:00 | 3.9 | 47 | 4.1
2013-03-15 18:00 | 19:00 | 3.3 | 49 | 6.7
2013-03-15 19:00 | 20:00 | 3.3 | 49 | 7.7
2013-03-15 20:00 | 21:00 | 2.8 | 59 | 7.7
2013-03-15 21:00 | 22:00 | 2.8 | 59 | 7.2
2013-03-15 22:00 | 23:00 | 2.8 | 59 | 7.2
2013-03-15 23:00 | 24:00 | 2.2 | 56 | 6.2
2013-03-16 | 1:00 | 1.7 | 50 | 5.7
2013-03-16 01:00 | 2:00 | 1.7 | 50 | 6.7
2013-03-16 02:00 | 3:00 | 0 | 45 | 4.1
2013-03-16 03:00 | 4:00 | -0.6 | 49 | 4.1
2013-03-16 04:00 | 5:00 | -0.6 | 49 | 3.6
2013-03-16 05:00 | 6:00 | -1.1 | 51 | 3.6
2013-03-16 06:00 | 7:00 | -1.1 | 47 | 4.1
2013-03-16 07:00 | 8:00 | -1.1 | 47 | 4.1
2013-03-16 08:00 | 9:00 | 0.6 | 35 | 4.6
2013-03-16 09:00 | 10:00 | 0.6 | 35 | 4.6
2013-03-16 10:00 | 11:00 | 0.6 | 35 | 4.6
2013-03-16 11:00 | 12:00 | 1.7 | 26 | 3.1
2013-03-16 12:00 | 13:00 | 2.2 | 27 | 5.2
2013-03-16 13:00 | 14:00 | 2.2 | 27 | 7.7
2013-03-16 14:00 | 15:00 | 3.3 | 23 | 8.8
2013-03-16 15:00 | 16:00 | 3.9 | 23 | 5.7
2013-03-16 16:00 | 17:00 | 3.9 | 23 | 7.7
2013-03-16 17:00 | 18:00 | 3.3 | 23 | 9.8
2013-03-16 18:00 | 19:00 | 2.8 | 30 | 7.2
2013-03-16 19:00 | 20:00 | 2.8 | 30 | 7.2
2013-03-16 20:00 | 21:00 | 1.7 | 46 | 9.3
2013-03-16 21:00 | 22:00 | 1.1 | 50 | 8.8
2013-03-16 22:00 | 23:00 | 1.1 | 50 | 9.8
2013-03-16 23:00 | 24:00 | -0.6 | 41 | 9.8
2013-03-17 | 1:00 | -1.7 | 44 | 9.3
2013-03-17 01:00 | 2:00 | -1.7 | 44 | 10.3
2013-03-17 02:00 | 3:00 | -1.1 | 40 | 10.3
2013-03-17 03:00 | 4:00 | -1.7 | 42 | 11.3
2013-03-17 04:00 | 5:00 | -1.7 | 42 | 8.2
2013-03-17 05:00 | 6:00 | -2.2 | 44 | 9.8
2013-03-17 06:00 | 7:00 | -1.7 | 44 | 9.8
2013-03-17 07:00 | 8:00 | -1.7 | 44 | 11.3
2013-03-17 08:00 | 9:00 | 0 | 37 | 11.8
2013-03-17 09:00 | 10:00 | 1.1 | 29 | 11.3
2013-03-17 10:00 | 11:00 | 1.1 | 29 | 11.8
2013-03-17 11:00 | 12:00 | 3.3 | 25 | 11.3
2013-03-17 12:00 | 13:00 | 3.3 | 23 | 11.8
2013-03-17 13:00 | 14:00 | 3.3 | 23 | 12.4
2013-03-17 14:00 | 15:00 | 2.2 | 20 | 11.3
2013-03-17 15:00 | 16:00 | 2.2 | 21 | 10.8
2013-03-17 16:00 | 17:00 | 2.2 | 21 | 10.3
2013-03-17 17:00 | 18:00 | 1.1 | 25 | 7.7
2013-03-17 18:00 | 19:00 | 0.6 | 24 | 5.7
2013-03-17 19:00 | 20:00 | 0.6 | 24 | 6.2
2013-03-17 20:00 | 21:00 | -1.1 | 28 | 9.3
2013-03-17 21:00 | 22:00 | -2.2 | 31 | 10.8
2013-03-17 22:00 | 23:00 | -2.2 | 31 | 10.8
2013-03-17 23:00 | 24:00 | -3.3 | 26 | 10.3
2013-03-18 | 1:00 | -4.4 | 29 | 12.9
2013-03-18 01:00 | 2:00 | -4.4 | 29 | 10.8
2013-03-18 02:00 | 3:00 | -5.6 | 32 | 11.8
2013-03-18 03:00 | 4:00 | -6.1 | 31 | 12.4
2013-03-18 04:00 | 5:00 | -6.1 | 31 | 13.4
2013-03-18 05:00 | 6:00 | -6.1 | 33 | 12.4
2013-03-18 06:00 | 7:00 | -5.6 | 32 | 12.9
2013-03-18 07:00 | 8:00 | -5.6 | 32 | 12.4
2013-03-18 08:00 | 9:00 | -2.8 | 28 | 13.9
2013-03-18 09:00 | 10:00 | -2.8 | 40 | 11.8
2013-03-18 10:00 | 11:00 | -2.8 | 40 | 10.3
2013-03-18 11:00 | 12:00 | -0.6 | 35 | 11.3
2013-03-18 12:00 | 13:00 | 0.6 | 39 | 11.8
2013-03-18 13:00 | 14:00 | 0.6 | 39 | 9.3
2013-03-18 14:00 | 15:00 | 0 | 54 | 10.3
2013-03-18 15:00 | 16:00 | 0 | 57 | 11.3
2013-03-18 16:00 | 17:00 | 0 | 57 | 10.3
2013-03-18 17:00 | 18:00 | 0.6 | 52 | 9.3
2013-03-18 18:00 | 19:00 | 0.6 | 54 | 9.3
2013-03-18 19:00 | 20:00 | 0.6 | 54 | 8.2
2013-03-18 20:00 | 21:00 | 0 | 52 | 6.7
2013-03-18 21:00 | 22:00 | -1 | 71 | 6.7
2013-03-18 22:00 | 23:00 | -1.7 | 80 | 5.2
2013-03-18 23:00 | 24:00 | -2 | 92 | 5.7
2013-03-19 | 1:00 | -0.6 | 91 | 4.1
2013-03-19 01:00 | 2:00 | -0.6 | 91 | 5.2
2013-03-19 02:00 | 3:00 | 0 | 91 | 4.6
2013-03-19 03:00 | 4:00 | 0 | 92 | 4.1
2013-03-19 04:00 | 5:00 | 0 | 95 | 4.1
2013-03-19 05:00 | 6:00 | 0 | 92 | 5.7
2013-03-19 06:00 | 7:00 | 0 | 100 | 5.2
2013-03-19 07:00 | 8:00 | 0 | 100 | 5.2
2013-03-19 08:00 | 9:00 | 1 | 100 | 6.2
2013-03-19 09:00 | 10:00 | 1 | 100 | 4.1
2013-03-19 10:00 | 11:00 | 1.1 | 96 | 4.1
2013-03-19 11:00 | 12:00 | 1 | 100 | 3.1
2013-03-19 12:00 | 13:00 | 2 | 93 | 6.2
2013-03-19 13:00 | 14:00 | 1.7 | 96 | 5.7
2013-03-19 14:00 | 15:00 | 1 | 100 | 6.7
2013-03-19 15:00 | 16:00 | 0 | 100 | 7.7
2013-03-19 16:00 | 17:00 | 0.6 | 96 | 5.7
2013-03-19 17:00 | 18:00 | 1 | 93 | 7.2
2013-03-19 18:00 | 19:00 | 1 | 93 | 6.2
2013-03-19 19:00 | 20:00 | 0.6 | 96 | 6.2
2013-03-19 20:00 | 21:00 | 1 | 86 | 5.2
2013-03-19 21:00 | 22:00 | -1.7 | 91 | 3.6
2013-03-19 22:00 | 23:00 | -1.7 | 91 | 3.1
2013-03-19 23:00 | 24:00 | -2.2 | 79 | 3.1
2013-03-20 | 1:00 | -2.8 | 79 | 3.6
2013-03-20 01:00 | 2:00 | -2.8 | 79 | 1
2013-03-20 02:00 | 3:00 | -3.3 | 79 | 1.5
2013-03-20 03:00 | 4:00 | -2 | 71 | 3.6
2013-03-20 04:00 | 5:00 | -2.2 | 72 | 2.1
2013-03-20 05:00 | 6:00 | -2.2 | 65 | 2.6
2013-03-20 06:00 | 7:00 | -1.7 | 63 | 2.1
2013-03-20 07:00 | 8:00 | -1.7 | 63 | 2.1
2013-03-20 08:00 | 9:00 | -0.6 | 57 | 2.1
2013-03-20 09:00 | 10:00 | 0 | 52 | 3.1
2013-03-20 10:00 | 11:00 | 0 | 52 | 2.1
2013-03-20 11:00 | 12:00 | 2.2 | 42 | 4.1
2013-03-20 12:00 | 13:00 | 2.2 | 40 | 6.2
2013-03-20 13:00 | 14:00 | 2.2 | 40 | 6.7
2013-03-20 14:00 | 15:00 | 3.3 | 37 | 7.7
2013-03-20 15:00 | 16:00 | 3.3 | 37 | 7.2
2013-03-20 16:00 | 17:00 | 3.3 | 37 | 4.1
2013-03-20 17:00 | 18:00 | 2.8 | 40 | 5.2
2013-03-20 18:00 | 19:00 | 2.2 | 44 | 4.1
2013-03-20 19:00 | 20:00 | 2.2 | 44 | 3.6
2013-03-20 20:00 | 21:00 | 1.1 | 48 | 3.6
2013-03-20 21:00 | 22:00 | 0 | 54 | 2.1
2013-03-20 22:00 | 23:00 | 0 | 54 | 4.1
2013-03-20 23:00 | 24:00 | 0 | 52 | 4.6
2013-03-21 | 1:00 | 0 | 52 | 5.7
2013-03-21 01:00 | 2:00 | 0 | 52 | 6.2
2013-03-21 02:00 | 3:00 | 0 | 47 | 5.7
2013-03-21 03:00 | 4:00 | -0.6 | 52 | 4.6
2013-03-21 04:00 | 5:00 | -0.6 | 52 | 5.2
2013-03-21 05:00 | 6:00 | -0.6 | 52 | 5.2
2013-03-21 06:00 | 7:00 | -0.6 | 54 | 6.2
2013-03-21 07:00 | 8:00 | -0.6 | 54 | 6.2
2013-03-21 08:00 | 9:00 | 0.6 | 43 | 5.7
2013-03-21 09:00 | 10:00 | 0.6 | 41 | 5.7
2013-03-21 10:00 | 11:00 | 0.6 | 41 | 5.7
2013-03-21 11:00 | 12:00 | 1.1 | 48 | 6.2
2013-03-21 12:00 | 13:00 | 0.6 | 60 | 7.2
2013-03-21 13:00 | 14:00 | 0.6 | 60 | 7.7
2013-03-21 14:00 | 15:00 | 0.6 | 63 | 7.7
2013-03-21 15:00 | 16:00 | 0 | 69 | 5.2
2013-03-21 16:00 | 17:00 | 0 | 69 | 5.2
2013-03-21 17:00 | 18:00 | -1 | 85 | 6.7
2013-03-21 18:00 | 19:00 | -1 | 85 | 4.1
2013-03-21 19:00 | 20:00 | -1.1 | 87 | 6.7
2013-03-21 20:00 | 21:00 | -1 | 92 | 6.7
2013-03-21 21:00 | 22:00 | 0 | 85 | 5.7
2013-03-21 22:00 | 23:00 | 0 | 83 | 6.2
2013-03-21 23:00 | 24:00 | -1 | 85 | 5.2
2013-03-22 | 1:00 | 0 | 62 | 6.2
2013-03-22 01:00 | 2:00 | 0 | 62 | 5.7
2013-03-22 02:00 | 3:00 | -0.6 | 54 | 4.1
2013-03-22 03:00 | 4:00 | -0.6 | 54 | 4.6
2013-03-22 04:00 | 5:00 | -0.6 | 54 | 4.6
2013-03-22 05:00 | 6:00 | -1.1 | 57 | 4.6
2013-03-22 06:00 | 7:00 | -1.1 | 57 | 6.7
2013-03-22 07:00 | 8:00 | -1.1 | 57 | 6.2
2013-03-22 08:00 | 9:00 | 1.1 | 50 | 6.2
2013-03-22 09:00 | 10:00 | 2.2 | 46 | 5.2
2013-03-22 10:00 | 11:00 | 2.2 | 46 | 7.2
2013-03-22 11:00 | 12:00 | 3.3 | 35 | 7.2
2013-03-22 12:00 | 13:00 | 3.9 | 35 | 7.7
2013-03-22 13:00 | 14:00 | 3.9 | 35 | 6.7
2013-03-22 14:00 | 15:00 | 3.3 | 39 | 6.7
2013-03-22 15:00 | 16:00 | 3.9 | 37 | 6.2
2013-03-22 16:00 | 17:00 | 3.9 | 37 | 5.7
2013-03-22 17:00 | 18:00 | 3.3 | 41 | 5.2
2013-03-22 18:00 | 19:00 | 2.8 | 42 | 4.6
2013-03-22 19:00 | 20:00 | 2.8 | 42 | 4.1
2013-03-22 20:00 | 21:00 | 1.7 | 48 | 0.5
2013-03-22 21:00 | 22:00 | 0.6 | 47 | 5.7
2013-03-22 22:00 | 23:00 | 0.6 | 47 | 3.1
2013-03-22 23:00 | 24:00 | -0.6 | 54 | 4.6
2013-03-23 | 1:00 | -0.6 | 54 | 5.2
2013-03-23 01:00 | 2:00 | -0.6 | 54 | 6.2
2013-03-23 02:00 | 3:00 | -1.1 | 57 | 4.1
2013-03-23 03:00 | 4:00 | -1.1 | 60 | 4.1
2013-03-23 04:00 | 5:00 | -1.1 | 60 | 2.6
2013-03-23 05:00 | 6:00 | -0.6 | 60 | 1.5
2013-03-23 06:00 | 7:00 | 0.6 | 57 | 0
2013-03-23 07:00 | 8:00 | 0.6 | 57 | 2.1
2013-03-23 08:00 | 9:00 | 2.8 | 44 | 3.1
2013-03-23 09:00 | 10:00 | 3.3 | 41 | 4.6
2013-03-23 10:00 | 11:00 | 3.3 | 41 | 5.7
2013-03-23 11:00 | 12:00 | 4.4 | 38 | 5.2
2013-03-23 12:00 | 13:00 | 5 | 35 | 5.2
2013-03-23 13:00 | 14:00 | 5 | 35 | 5.7
2013-03-23 14:00 | 15:00 | 6.1 | 30 | 6.2
2013-03-23 15:00 | 16:00 | 6.7 | 29 | 6.2
2013-03-23 16:00 | 17:00 | 6.7 | 29 | 5.2
2013-03-23 17:00 | 18:00 | 5 | 31 | 3.1
2013-03-23 18:00 | 19:00 | 4.4 | 34 | 3.6
2013-03-23 19:00 | 20:00 | 4.4 | 34 | 2.6
2013-03-23 20:00 | 21:00 | 3.3 | 39 | 2.1
2013-03-23 21:00 | 22:00 | 2.8 | 42 | 1.5
2013-03-23 22:00 | 23:00 | 2.8 | 42 | 2.1
2013-03-23 23:00 | 24:00 | 2.2 | 44 | 1.5
2013-03-24 | 1:00 | 1.7 | 46 | 2.1
2013-03-24 01:00 | 2:00 | 1.7 | 46 | 2.1
2013-03-24 02:00 | 3:00 | 1.1 | 50 | 1
2013-03-24 03:00 | 4:00 | 0.6 | 52 | 2.6
2013-03-24 04:00 | 5:00 | 0.6 | 52 | 2.1
2013-03-24 05:00 | 6:00 | 0.6 | 54 | 2.6
2013-03-24 06:00 | 7:00 | 1.1 | 55 | 2.1
2013-03-24 07:00 | 8:00 | 1.1 | 55 | 3.1
2013-03-24 08:00 | 9:00 | 4.4 | 46 | 2.1
2013-03-24 09:00 | 10:00 | 5.6 | 40 | 4.1
2013-03-24 10:00 | 11:00 | 5.6 | 40 | 4.6
2013-03-24 11:00 | 12:00 | 6.7 | 37 | 4.6
2013-03-24 12:00 | 13:00 | 7.2 | 36 | 5.2
2013-03-24 13:00 | 14:00 | 7.2 | 36 | 5.2
2013-03-24 14:00 | 15:00 | 8.9 | 33 | 5.7
2013-03-24 15:00 | 16:00 | 8.9 | 35 | 5.2
2013-03-24 16:00 | 17:00 | 8.9 | 35 | 5.2
2013-03-24 17:00 | 18:00 | 3.9 | 63 | 3.6
2013-03-24 18:00 | 19:00 | 4.4 | 58 | 2.1
2013-03-24 19:00 | 20:00 | 4.4 | 58 | 2.1
2013-03-24 20:00 | 21:00 | 3.3 | 72 | 2.6
2013-03-24 21:00 | 22:00 | 3.3 | 66 | 3.1
2013-03-24 22:00 | 23:00 | 3.3 | 66 | 3.6
2013-03-24 23:00 | 24:00 | 3.9 | 57 | 3.6
2013-03-25 | 1:00 | 2.8 | 65 | 3.6
2013-03-25 01:00 | 2:00 | 2.8 | 65 | 4.1
2013-03-25 02:00 | 3:00 | 2.2 | 62 | 4.6
2013-03-25 03:00 | 4:00 | 1.7 | 61 | 3.1
2013-03-25 04:00 | 5:00 | 1.7 | 61 | 3.6
2013-03-25 05:00 | 6:00 | 1.1 | 70 | 3.1
2013-03-25 06:00 | 7:00 | 1.7 | 74 | 2.6
2013-03-25 07:00 | 8:00 | 1.7 | 74 | 3.1
2013-03-25 08:00 | 9:00 | 5 | 75 | 5.7
2013-03-25 09:00 | 10:00 | 6 | 70 | 5.7
2013-03-25 10:00 | 11:00 | 5.6 | 76 | 5.2
2013-03-25 11:00 | 12:00 | 6.7 | 73 | 6.7
2013-03-25 12:00 | 13:00 | 6.1 | 73 | 6.7
2013-03-25 13:00 | 14:00 | 6.1 | 73 | 7.2
2013-03-25 14:00 | 15:00 | 5.6 | 73 | 6.7
2013-03-25 15:00 | 16:00 | 4.4 | 73 | 6.2
2013-03-25 16:00 | 17:00 | 4.4 | 73 | 5.2
2013-03-25 17:00 | 18:00 | 3.9 | 72 | 4.1
2013-03-25 18:00 | 19:00 | 3.3 | 72 | 3.6
2013-03-25 19:00 | 20:00 | 3.3 | 72 | 2.1
2013-03-25 20:00 | 21:00 | 3.9 | 69 | 2.1
2013-03-25 21:00 | 22:00 | 3.9 | 69 | 2.6
2013-03-25 22:00 | 23:00 | 3.9 | 69 | 2.1
2013-03-25 23:00 | 24:00 | 3 | 74 | 2.1
2013-03-26 | 1:00 | 2 | 80 | 3.6
2013-03-26 01:00 | 2:00 | 1.7 | 81 | 3.1
2013-03-26 02:00 | 3:00 | 1 | 86 | 5.7
2013-03-26 03:00 | 4:00 | 1.7 | 74 | 3.6
2013-03-26 04:00 | 5:00 | 1.7 | 74 | 4.6
2013-03-26 05:00 | 6:00 | 1.7 | 67 | 4.1
2013-03-26 06:00 | 7:00 | 2.8 | 59 | 3.6
2013-03-26 07:00 | 8:00 | 2.8 | 59 | 4.1
2013-03-26 08:00 | 9:00 | 5 | 44 | 2.6
2013-03-26 09:00 | 10:00 | 6.1 | 37 | 4.1
2013-03-26 10:00 | 11:00 | 6.1 | 37 | 2.6
2013-03-26 11:00 | 12:00 | 7.8 | 35 | 4.6
2013-03-26 12:00 | 13:00 | 7.8 | 36 | 6.7
2013-03-26 13:00 | 14:00 | 7.8 | 36 | 6.7
2013-03-26 14:00 | 15:00 | 10 | 28 | 6.2
2013-03-26 15:00 | 16:00 | 9.4 | 27 | 3.6
2013-03-26 16:00 | 17:00 | 9.4 | 27 | 8.2
2013-03-26 17:00 | 18:00 | 8.9 | 25 | 7.7
2013-03-26 18:00 | 19:00 | 8.3 | 28 | 8.2
2013-03-26 19:00 | 20:00 | 8.3 | 28 | 7.7
2013-03-26 20:00 | 21:00 | 6.1 | 37 | 6.7
2013-03-26 21:00 | 22:00 | 5.6 | 38 | 7.2
2013-03-26 22:00 | 23:00 | 5.6 | 38 | 5.7
2013-03-26 23:00 | 24:00 | 4.4 | 41 | 6.2
2013-03-27 | 1:00 | 3.3 | 47 | 6.7
2013-03-27 01:00 | 2:00 | 3.3 | 47 | 4.6
2013-03-27 02:00 | 3:00 | 2.8 | 49 | 4.6
2013-03-27 03:00 | 4:00 | 2.8 | 49 | 6.7
2013-03-27 04:00 | 5:00 | 2.8 | 49 | 5.2
2013-03-27 05:00 | 6:00 | 2.8 | 46 | 3.1
2013-03-27 06:00 | 7:00 | 3.3 | 45 | 3.1
2013-03-27 07:00 | 8:00 | 3.3 | 45 | 2.6
2013-03-27 08:00 | 9:00 | 7.8 | 36 | 5.2
2013-03-27 09:00 | 10:00 | 9.4 | 34 | 6.7
2013-03-27 10:00 | 11:00 | 9.4 | 34 | 6.7
2013-03-27 11:00 | 12:00 | 10.6 | 31 | 8.2
2013-03-27 12:00 | 13:00 | 10.6 | 29 | 8.8
2013-03-27 13:00 | 14:00 | 10.6 | 29 | 8.2
2013-03-27 14:00 | 15:00 | 11.1 | 26 | 9.8
2013-03-27 15:00 | 16:00 | 11.1 | 28 | 6.7
2013-03-27 16:00 | 17:00 | 11.1 | 28 | 6.7
2013-03-27 17:00 | 18:00 | 9.4 | 31 | 6.7
2013-03-27 18:00 | 19:00 | 6.1 | 62 | 4.6
2013-03-27 19:00 | 20:00 | 6.1 | 62 | 4.6
2013-03-27 20:00 | 21:00 | 7.2 | 48 | 4.6
2013-03-27 21:00 | 22:00 | 6.1 | 56 | 4.6
2013-03-27 22:00 | 23:00 | 6.1 | 56 | 2.6
2013-03-27 23:00 | 24:00 | 5 | 64 | 4.1
2013-03-28 | 1:00 | 3.9 | 79 | 5.7
2013-03-28 01:00 | 2:00 | 3.9 | 79 | 5.2
2013-03-28 02:00 | 3:00 | 3 | 87 | 4.1
2013-03-28 03:00 | 4:00 | 3.3 | 82 | 5.2
2013-03-28 04:00 | 5:00 | 3.3 | 82 | 3.6
2013-03-28 05:00 | 6:00 | 4 | 81 | 3.6
2013-03-28 06:00 | 7:00 | 3.9 | 79 | 2.6
2013-03-28 07:00 | 8:00 | 3.9 | 79 | 2.1
2013-03-28 08:00 | 9:00 | 7.2 | 57 | 3.1
2013-03-28 09:00 | 10:00 | 8.3 | 51 | 4.1
2013-03-28 10:00 | 11:00 | 8.3 | 51 | 4.6
2013-03-28 11:00 | 12:00 | 6.7 | 57 | 4.6
2013-03-28 12:00 | 13:00 | 6.7 | 59 | 5.2
2013-03-28 13:00 | 14:00 | 6.7 | 59 | 6.2
2013-03-28 14:00 | 15:00 | 6.7 | 59 | 5.7
2013-03-28 15:00 | 16:00 | 5.6 | 64 | 5.7
2013-03-28 16:00 | 17:00 | 5.6 | 64 | 3.6
2013-03-28 17:00 | 18:00 | 5.6 | 67 | 6.2
2013-03-28 18:00 | 19:00 | 7.2 | 60 | 5.2
2013-03-28 19:00 | 20:00 | 7.2 | 60 | 6.2
2013-03-28 20:00 | 21:00 | 7.2 | 57 | 5.2
2013-03-28 21:00 | 22:00 | 7.2 | 57 | 7.2
2013-03-28 22:00 | 23:00 | 7.2 | 57 | 6.2
2013-03-28 23:00 | 24:00 | 6.7 | 57 | 4.1
2013-03-29 | 1:00 | 6.1 | 56 | 4.1
2013-03-29 01:00 | 2:00 | 6.1 | 56 | 7.2
2013-03-29 02:00 | 3:00 | 5.6 | 58 | 8.2
2013-03-29 03:00 | 4:00 | 5 | 61 | 8.8
2013-03-29 04:00 | 5:00 | 5 | 61 | 7.7
2013-03-29 05:00 | 6:00 | 4.4 | 67 | 6.7
2013-03-29 06:00 | 7:00 | 6.1 | 62 | 7.7
2013-03-29 07:00 | 8:00 | 6.1 | 62 | 9.8
2013-03-29 08:00 | 9:00 | 10 | 50 | 9.3
2013-03-29 09:00 | 10:00 | 10 | 50 | 8.8
2013-03-29 10:00 | 11:00 | 10 | 50 | 8.8
2013-03-29 11:00 | 12:00 | 12.2 | 41 | 8.8
2013-03-29 12:00 | 13:00 | 12.8 | 36 | 8.2
2013-03-29 13:00 | 14:00 | 12.8 | 36 | 10.3
2013-03-29 14:00 | 15:00 | 11.7 | 46 | 9.8
2013-03-29 15:00 | 16:00 | 11.1 | 44 | 7.7
2013-03-29 16:00 | 17:00 | 11.1 | 44 | 7.7
2013-03-29 17:00 | 18:00 | 8.9 | 61 | 8.2
2013-03-29 18:00 | 19:00 | 7.8 | 63 | 8.2
2013-03-29 19:00 | 20:00 | 7.8 | 63 | 7.2
2013-03-29 20:00 | 21:00 | 8.9 | 49 | 6.2
2013-03-29 21:00 | 22:00 | 8.3 | 51 | 8.2
2013-03-29 22:00 | 23:00 | 8.3 | 51 | 8.8
2013-03-29 23:00 | 24:00 | 7.2 | 57 | 8.2
2013-03-30 | 1:00 | 7.2 | 55 | 6.7
2013-03-30 01:00 | 2:00 | 7.2 | 55 | 8.2
2013-03-30 02:00 | 3:00 | 6.7 | 57 | 6.7
2013-03-30 03:00 | 4:00 | 5.6 | 58 | 5.7
2013-03-30 04:00 | 5:00 | 5.6 | 58 | 5.7
2013-03-30 05:00 | 6:00 | 5 | 61 | 6.2
2013-03-30 06:00 | 7:00 | 6.1 | 56 | 6.2
2013-03-30 07:00 | 8:00 | 6.1 | 56 | 7.2
2013-03-30 08:00 | 9:00 | 9.4 | 37 | 8.8
2013-03-30 09:00 | 10:00 | 11.1 | 33 | 8.2
2013-03-30 10:00 | 11:00 | 11.1 | 33 | 11.3
2013-03-30 11:00 | 12:00 | 11.1 | 32 | 12.4
2013-03-30 12:00 | 13:00 | 10 | 43 | 11.3
2013-03-30 13:00 | 14:00 | 10 | 43 | 8.2
2013-03-30 14:00 | 15:00 | 9.4 | 49 | 9.8
2013-03-30 15:00 | 16:00 | 8.9 | 54 | 9.3
2013-03-30 16:00 | 17:00 | 8.9 | 54 | 11.3
2013-03-30 17:00 | 18:00 | 7.8 | 58 | 9.3
2013-03-30 18:00 | 19:00 | 8.3 | 51 | 8.8
2013-03-30 19:00 | 20:00 | 8.3 | 51 | 8.2
2013-03-30 20:00 | 21:00 | 6.7 | 57 | 8.2
2013-03-30 21:00 | 22:00 | 6.1 | 59 | 6.2
2013-03-30 22:00 | 23:00 | 6.1 | 59 | 6.2
2013-03-30 23:00 | 24:00 | 5.6 | 56 | 7.2
2013-03-31 | 1:00 | 5 | 42 | 7.2
2013-03-31 01:00 | 2:00 | 5 | 42 | 6.2
2013-03-31 02:00 | 3:00 | 3.3 | 55 | 8.2
2013-03-31 03:00 | 4:00 | 2.8 | 62 | 8.8
2013-03-31 04:00 | 5:00 | 2.8 | 62 | 6.2
2013-03-31 05:00 | 6:00 | 1.7 | 55 | 7.2
2013-03-31 06:00 | 7:00 | 3.9 | 66 | 9.3
2013-03-31 07:00 | 8:00 | 3.9 | 66 | 9.8
2013-03-31 08:00 | 9:00 | 7.2 | 42 | 9.3
2013-03-31 09:00 | 10:00 | 10 | 36 | 9.8
2013-03-31 10:00 | 11:00 | 10 | 36 | 10.3
2013-03-31 11:00 | 12:00 | 10 | 56 | 8.8
2013-03-31 12:00 | 13:00 | 14.4 | 26 | 8.2
2013-03-31 13:00 | 14:00 | 14.4 | 26 | 8.2
2013-03-31 14:00 | 15:00 | 13.9 | 28 | 7.7
2013-03-31 15:00 | 16:00 | 12.2 | 31 | 6.7
2013-03-31 16:00 | 17:00 | 12.2 | 31 | 5.2
2013-03-31 17:00 | 18:00 | 10.6 | 48 | 5.2
2013-03-31 18:00 | 19:00 | 9.3 | 59 | 4.1
2013-03-31 19:00 | 20:00 | 8.9 | 61 | 4.6
2013-03-31 20:00 | 21:00 | 8.2 | 68 | 6.2
2013-03-31 21:00 | 22:00 | 6.5 | 60 | 5.8
2013-03-31 22:00 | 23:00 | 5 | 49 | 5.5
2013-03-31 23:00 | 24:00 | 3 | 41 | 5.1
2015-04-01 | 1:00 | 1.1 | 32 | 4.7
2015-04-01 01:00 | 2:00 | 0.4 | 33 | 4.3
2015-04-01 02:00 | 3:00 | -0.4 | 34 | 4
2015-04-01 03:00 | 4:00 | -0.6 | 33 | 3.6
2015-04-01 04:00 | 5:00 | -0.4 | 32 | 4.1
2015-04-01 05:00 | 6:00 | 0.3 | 30 | 5.7
2015-04-01 06:00 | 7:00 | 0 | 30 | 4.6
2015-04-01 07:00 | 8:00 | 0 | 30 | 3.1
2015-04-01 08:00 | 9:00 | 2.2 | 27 | 4.6
2015-04-01 09:00 | 10:00 | 3.9 | 24 | 5.2
2015-04-01 10:00 | 11:00 | 3.9 | 24 | 3.6
2015-04-01 11:00 | 12:00 | 6.1 | 21 | 4.6
2015-04-01 12:00 | 13:00 | 6.7 | 19 | 4.1
2015-04-01 13:00 | 14:00 | 6.7 | 19 | 4.6
2015-04-01 14:00 | 15:00 | 7.8 | 17 | 6.2
2015-04-01 15:00 | 16:00 | 8.3 | 16 | 5.2
2015-04-01 16:00 | 17:00 | 8.3 | 16 | 5.7
2015-04-01 17:00 | 18:00 | 6.7 | 17 | 4.6
2015-04-01 18:00 | 19:00 | 5.6 | 15 | 6.2
2015-04-01 19:00 | 20:00 | 5.6 | 15 | 5.2
2015-04-01 20:00 | 21:00 | 2.8 | 22 | 3.6
2015-04-01 21:00 | 22:00 | 2.8 | 22 | 3.1
2015-04-01 22:00 | 23:00 | 2.8 | 22 | 3.1
2015-04-01 23:00 | 24:00 | 2.8 | 26 | 2.6
2015-04-02 | 1:00 | 2.2 | 28 | 3.1
2015-04-02 01:00 | 2:00 | 2.2 | 28 | 2.1
2015-04-02 02:00 | 3:00 | 1.7 | 31 | 2.1
2015-04-02 03:00 | 4:00 | 1.1 | 34 | 2.6
2015-04-02 04:00 | 5:00 | 1.1 | 34 | 2.1
2015-04-02 05:00 | 6:00 | -0.6 | 49 | 4.1
2015-04-02 06:00 | 7:00 | 0.6 | 43 | 2.6
2015-04-02 07:00 | 8:00 | 0.6 | 43 | 2.1
2015-04-02 08:00 | 9:00 | 3.9 | 31 | 3.1
2015-04-02 09:00 | 10:00 | 5.6 | 25 | 3.6
2015-04-02 10:00 | 11:00 | 5.6 | 25 | 3.6
2015-04-02 11:00 | 12:00 | 11.1 | 29 | 4.6
2015-04-02 12:00 | 13:00 | 13.3 | 29 | 5.2
2015-04-02 13:00 | 14:00 | 13.3 | 29 | 5.7
2015-04-02 14:00 | 15:00 | 14.4 | 35 | 5.7
2015-04-02 15:00 | 16:00 | 13.9 | 40 | 6.2
2015-04-02 16:00 | 17:00 | 13.9 | 40 | 6.7
2015-04-02 17:00 | 18:00 | 12.8 | 36 | 5.2
2015-04-02 18:00 | 19:00 | 11.7 | 39 | 5.7
2015-04-02 19:00 | 20:00 | 11.7 | 39 | 5.2
2015-04-02 20:00 | 21:00 | 11.1 | 35 | 3.6
2015-04-02 21:00 | 22:00 | 11.1 | 39 | 3.1
2015-04-02 22:00 | 23:00 | 11.1 | 39 | 2.1
2015-04-02 23:00 | 24:00 | 10 | 66 | 4.1
2015-04-03 | 1:00 | 10 | 74 | 5.2
2015-04-03 01:00 | 2:00 | 10 | 74 | 6.2
2015-04-03 02:00 | 3:00 | 11.1 | 66 | 5.2
2015-04-03 03:00 | 4:00 | 11.7 | 61 | 7.2
2015-04-03 04:00 | 5:00 | 11.7 | 61 | 6.2
2015-04-03 05:00 | 6:00 | 11.1 | 69 | 7.7
2015-04-03 06:00 | 7:00 | 11.7 | 66 | 7.2
2015-04-03 07:00 | 8:00 | 11.7 | 66 | 8.2
2015-04-03 08:00 | 9:00 | 11.1 | 74 | 7.2
2015-04-03 09:00 | 10:00 | 11.7 | 71 | 8.2
2015-04-03 10:00 | 11:00 | 11.7 | 71 | 9.3
2015-04-03 11:00 | 12:00 | 14.4 | 70 | 8.8
2015-04-03 12:00 | 13:00 | 14.4 | 65 | 9.8
2015-04-03 13:00 | 14:00 | 14.4 | 65 | 9.3
2015-04-03 14:00 | 15:00 | 13.9 | 69 | 11.3
2015-04-03 15:00 | 16:00 | 13.9 | 72 | 12.4
2015-04-03 16:00 | 17:00 | 13.9 | 72 | 9.8
2015-04-03 17:00 | 18:00 | 12.8 | 77 | 9.8
2015-04-03 18:00 | 19:00 | 10.6 | 89 | 10.3
2015-04-03 19:00 | 20:00 | 10.6 | 89 | 9.8
2015-04-03 20:00 | 21:00 | 10.6 | 96 | 8.8
2015-04-03 21:00 | 22:00 | 8.3 | 100 | 5.7
2015-04-03 22:00 | 23:00 | 8.3 | 100 | 5.7
2015-04-03 23:00 | 24:00 | 8 | 100 | 10.3
2015-04-04 | 1:00 | 8 | 100 | 11.8
2015-04-04 01:00 | 2:00 | 7.8 | 100 | 11.8
2015-04-04 02:00 | 3:00 | 8 | 100 | 10.3
2015-04-04 03:00 | 4:00 | 7.8 | 100 | 8.8
2015-04-04 04:00 | 5:00 | 8 | 100 | 6.2
2015-04-04 05:00 | 6:00 | 9 | 100 | 4.1
2015-04-04 06:00 | 7:00 | 9 | 93 | 2.6
2015-04-04 07:00 | 8:00 | 8.9 | 93 | 5.2
2015-04-04 08:00 | 9:00 | 10 | 74 | 6.2
2015-04-04 09:00 | 10:00 | 10 | 63 | 8.8
2015-04-04 10:00 | 11:00 | 10 | 63 | 7.7
2015-04-04 11:00 | 12:00 | 10 | 50 | 7.7
2015-04-04 12:00 | 13:00 | 8.9 | 41 | 9.8
2015-04-04 13:00 | 14:00 | 8.9 | 41 | 9.8
2015-04-04 14:00 | 15:00 | 7.8 | 36 | 7.7
2015-04-04 15:00 | 16:00 | 7.2 | 33 | 8.8
2015-04-04 16:00 | 17:00 | 7.2 | 33 | 8.2
2015-04-04 17:00 | 18:00 | 5.6 | 30 | 7.7
2015-04-04 18:00 | 19:00 | 4.4 | 31 | 8.8
2015-04-04 19:00 | 20:00 | 4.4 | 31 | 7.7
2015-04-04 20:00 | 21:00 | 3.3 | 37 | 8.2
2015-04-04 21:00 | 22:00 | 3.3 | 32 | 8.2
2015-04-04 22:00 | 23:00 | 3.3 | 32 | 8.2
2015-04-04 23:00 | 24:00 | 2.2 | 38 | 7.7
2015-04-05 | 1:00 | 2.2 | 40 | 6.7
2015-04-05 01:00 | 2:00 | 2.2 | 40 | 7.2
2015-04-05 02:00 | 3:00 | 0.6 | 49 | 7.2
2015-04-05 03:00 | 4:00 | 0 | 54 | 8.8
2015-04-05 04:00 | 5:00 | 0 | 54 | 8.8
2015-04-05 05:00 | 6:00 | 0.6 | 52 | 8.2
2015-04-05 06:00 | 7:00 | 2.2 | 46 | 9.8
2015-04-05 07:00 | 8:00 | 2.2 | 46 | 8.8
2015-04-05 08:00 | 9:00 | 5.6 | 33 | 9.3
2015-04-05 09:00 | 10:00 | 6.7 | 28 | 9.3
2015-04-05 10:00 | 11:00 | 6.7 | 28 | 10.3
2015-04-05 11:00 | 12:00 | 9.4 | 19 | 9.8
2015-04-05 12:00 | 13:00 | 7.2 | 28 | 10.3
2015-04-05 13:00 | 14:00 | 7.2 | 28 | 9.8
2015-04-05 14:00 | 15:00 | 6.7 | 37 | 9.3
2015-04-05 15:00 | 16:00 | 6.7 | 43 | 8.2
2015-04-05 16:00 | 17:00 | 6.7 | 43 | 7.2
2015-04-05 17:00 | 18:00 | 5 | 58 | 8.2
2015-04-05 18:00 | 19:00 | 4.4 | 61 | 8.8
2015-04-05 19:00 | 20:00 | 4.4 | 61 | 7.7
2015-04-05 20:00 | 21:00 | 3.3 | 72 | 5.7
2015-04-05 21:00 | 22:00 | 3.3 | 72 | 4.1
2015-04-05 22:00 | 23:00 | 3.3 | 72 | 2.1
2015-04-05 23:00 | 24:00 | 3.3 | 66 | 4.1
2015-04-06 | 1:00 | 3.3 | 66 | 4.6
2015-04-06 01:00 | 2:00 | 3.3 | 66 | 5.7
2015-04-06 02:00 | 3:00 | 2.8 | 71 | 5.7
2015-04-06 03:00 | 4:00 | 2.8 | 71 | 4.6
2015-04-06 04:00 | 5:00 | 2.8 | 71 | 5.2
2015-04-06 05:00 | 6:00 | 3.9 | 60 | 6.7
2015-04-06 06:00 | 7:00 | 3.9 | 60 | 7.2
2015-04-06 07:00 | 8:00 | 3.9 | 60 | 7.7
2015-04-06 08:00 | 9:00 | 5 | 53 | 8.2
2015-04-06 09:00 | 10:00 | 4.4 | 55 | 6.2
2015-04-06 10:00 | 11:00 | 5 | 61 | 6.2
2015-04-06 11:00 | 12:00 | 5 | 55 | 6.2
2015-04-06 12:00 | 13:00 | 5 | 55 | 7.2
2015-04-06 13:00 | 14:00 | 5 | 55 | 7.2
2015-04-06 14:00 | 15:00 | 5 | 67 | 7.7
2015-04-06 15:00 | 16:00 | 5 | 73 | 7.7
2015-04-06 16:00 | 17:00 | 5 | 73 | 6.7
2015-04-06 17:00 | 18:00 | 4.4 | 79 | 6.2
2015-04-06 18:00 | 19:00 | 3.9 | 86 | 6.2
2015-04-06 19:00 | 20:00 | 3.9 | 86 | 7.7
2015-04-06 20:00 | 21:00 | 3.9 | 89 | 6.2
2015-04-06 21:00 | 22:00 | 3.9 | 93 | 6.2
2015-04-06 22:00 | 23:00 | 3.9 | 93 | 6.2
2015-04-06 23:00 | 24:00 | 4 | 93 | 6.2
2015-04-07 | 1:00 | 4.4 | 89 | 5.2
2015-04-07 01:00 | 2:00 | 4.4 | 89 | 5.7
2015-04-07 02:00 | 3:00 | 3.9 | 89 | 6.2
2015-04-07 03:00 | 4:00 | 3.9 | 89 | 5.2
2015-04-07 04:00 | 5:00 | 3.9 | 89 | 9.3
2015-04-07 05:00 | 6:00 | 3.3 | 92 | 6.2
2015-04-07 06:00 | 7:00 | 3.9 | 89 | 6.7
2015-04-07 07:00 | 8:00 | 3.9 | 89 | 6.7
2015-04-07 08:00 | 9:00 | 4.4 | 89 | 6.2
2015-04-07 09:00 | 10:00 | 4 | 87 | 4.6
2015-04-07 10:00 | 11:00 | 5 | 82 | 5.7
2015-04-07 11:00 | 12:00 | 5 | 81 | 4.1
2015-04-07 12:00 | 13:00 | 4 | 93 | 5.7
2015-04-07 13:00 | 14:00 | 4.4 | 89 | 6.2
2015-04-07 14:00 | 15:00 | 4.4 | 86 | 6.2
2015-04-07 15:00 | 16:00 | 3.9 | 86 | 5.7
2015-04-07 16:00 | 17:00 | 3.9 | 86 | 4.1
2015-04-07 17:00 | 18:00 | 3.3 | 85 | 7.7
2015-04-07 18:00 | 19:00 | 3.3 | 89 | 6.7
2015-04-07 19:00 | 20:00 | 3.3 | 89 | 7.2
2015-04-07 20:00 | 21:00 | 3.3 | 89 | 8.8
2015-04-07 21:00 | 22:00 | 3.3 | 89 | 7.7
2015-04-07 22:00 | 23:00 | 3.3 | 89 | 8.2
2015-04-07 23:00 | 24:00 | 2.2 | 92 | 7.2
2015-04-08 | 1:00 | 2.8 | 89 | 8.2
2015-04-08 01:00 | 2:00 | 2.8 | 89 | 6.2
2015-04-08 02:00 | 3:00 | 1.7 | 92 | 5.7
2015-04-08 03:00 | 4:00 | 1.7 | 96 | 7.2
2015-04-08 04:00 | 5:00 | 1.7 | 96 | 6.2
2015-04-08 05:00 | 6:00 | 2.2 | 74 | 8.2
2015-04-08 06:00 | 7:00 | 3.3 | 60 | 8.2
2015-04-08 07:00 | 8:00 | 3.3 | 60 | 6.7
2015-04-08 08:00 | 9:00 | 3.9 | 63 | 8.2
2015-04-08 09:00 | 10:00 | 3.9 | 63 | 6.2
2015-04-08 10:00 | 11:00 | 3.9 | 63 | 8.2
2015-04-08 11:00 | 12:00 | 3.3 | 63 | 7.2
2015-04-08 12:00 | 13:00 | 2.8 | 68 | 8.8
2015-04-08 13:00 | 14:00 | 2.8 | 68 | 7.7
2015-04-08 14:00 | 15:00 | 2 | 73 | 7.2
2015-04-08 15:00 | 16:00 | 2 | 80 | 7.7
2015-04-08 16:00 | 17:00 | 2.2 | 85 | 6.2
2015-04-08 17:00 | 18:00 | 2 | 93 | 5.7
2015-04-08 18:00 | 19:00 | 2 | 93 | 5.2
2015-04-08 19:00 | 20:00 | 2.2 | 92 | 7.2
2015-04-08 20:00 | 21:00 | 2 | 93 | 5.7
2015-04-08 21:00 | 22:00 | 1.7 | 88 | 6.2
2015-04-08 22:00 | 23:00 | 1.7 | 88 | 5.2
2015-04-08 23:00 | 24:00 | 1.7 | 92 | 5.2
2015-04-09 | 1:00 | 1.7 | 88 | 5.2
2015-04-09 01:00 | 2:00 | 1.7 | 88 | 4.1
2015-04-09 02:00 | 3:00 | 1.1 | 92 | 5.2
2015-04-09 03:00 | 4:00 | 1.1 | 92 | 5.2
2015-04-09 04:00 | 5:00 | 1.1 | 92 | 6.2
2015-04-09 05:00 | 6:00 | 1 | 93 | 5.7
2015-04-09 06:00 | 7:00 | 1 | 100 | 6.7
2015-04-09 07:00 | 8:00 | 1.1 | 96 | 6.2
2015-04-09 08:00 | 9:00 | 2 | 93 | 4.1
2015-04-09 09:00 | 10:00 | 2.2 | 96 | 4.1
2015-04-09 10:00 | 11:00 | 2.2 | 96 | 4.6
2015-04-09 11:00 | 12:00 | 3 | 93 | 5.7
2015-04-09 12:00 | 13:00 | 2.8 | 92 | 8.2
2015-04-09 13:00 | 14:00 | 2.8 | 92 | 9.8
2015-04-09 14:00 | 15:00 | 2.8 | 96 | 6.2
2015-04-09 15:00 | 16:00 | 3 | 93 | 8.2
2015-04-09 16:00 | 17:00 | 2.8 | 96 | 7.2
2015-04-09 17:00 | 18:00 | 2 | 100 | 9.3
2015-04-09 18:00 | 19:00 | 2 | 100 | 9.3
2015-04-09 19:00 | 20:00 | 2.2 | 96 | 8.2
2015-04-09 20:00 | 21:00 | 2 | 100 | 8.8
2015-04-09 21:00 | 22:00 | 2 | 100 | 7.7
2015-04-09 22:00 | 23:00 | 2.2 | 100 | 8.8
2015-04-09 23:00 | 24:00 | 2 | 100 | 8.2
2015-04-10 | 1:00 | 2.2 | 100 | 9.3
2015-04-10 01:00 | 2:00 | 2.2 | 100 | 7.7
2015-04-10 02:00 | 3:00 | 2.8 | 100 | 9.3
2015-04-10 03:00 | 4:00 | 2.8 | 100 | 8.8
2015-04-10 04:00 | 5:00 | 2.8 | 100 | 8.2
2015-04-10 05:00 | 6:00 | 3 | 100 | 9.3
2015-04-10 06:00 | 7:00 | 3 | 100 | 9.3
2015-04-10 07:00 | 8:00 | 3.3 | 100 | 8.8
2015-04-10 08:00 | 9:00 | 4 | 100 | 7.2
2015-04-10 09:00 | 10:00 | 4 | 100 | 8.8
2015-04-10 10:00 | 11:00 | 4.4 | 100 | 5.2
2015-04-10 11:00 | 12:00 | 6 | 100 | 5.7
2015-04-10 12:00 | 13:00 | 6 | 93 | 9.3
2015-04-10 13:00 | 14:00 | 5 | 100 | 8.2
2015-04-10 14:00 | 15:00 | 6 | 93 | 10.8
2015-04-10 15:00 | 16:00 | 10.6 | 96 | 8.2
2015-04-10 16:00 | 17:00 | 10.6 | 96 | 7.2
2015-04-10 17:00 | 18:00 | 11.7 | 96 | 7.7
2015-04-10 18:00 | 19:00 | 12.2 | 93 | 7.2
2015-04-10 19:00 | 20:00 | 12.2 | 93 | 7.7
2015-04-10 20:00 | 21:00 | 13 | 88 | 12.4
2015-04-10 21:00 | 22:00 | 12 | 94 | 10.8
2015-04-10 22:00 | 23:00 | 12.2 | 90 | 10.3
2015-04-10 23:00 | 24:00 | 12.2 | 86 | 13.9
2015-04-11 | 1:00 | 11.7 | 83 | 11.8
2015-04-11 01:00 | 2:00 | 11.7 | 83 | 14.4
2015-04-11 02:00 | 3:00 | 10 | 58 | 14.4
2015-04-11 03:00 | 4:00 | 9.4 | 59 | 13.9
2015-04-11 04:00 | 5:00 | 9.4 | 59 | 12.4
2015-04-11 05:00 | 6:00 | 8.9 | 58 | 11.8
2015-04-11 06:00 | 7:00 | 10 | 56 | 10.3
2015-04-11 07:00 | 8:00 | 10 | 56 | 9.8
2015-04-11 08:00 | 9:00 | 12.2 | 49 | 7.7
2015-04-11 09:00 | 10:00 | 12.2 | 39 | 7.7
2015-04-11 10:00 | 11:00 | 12.2 | 39 | 7.2
2015-04-11 11:00 | 12:00 | 12.2 | 37 | 8.8
2015-04-11 12:00 | 13:00 | 12.8 | 34 | 7.7
2015-04-11 13:00 | 14:00 | 12.8 | 34 | 7.2
2015-04-11 14:00 | 15:00 | 13.3 | 33 | 6.2
2015-04-11 15:00 | 16:00 | 12.8 | 34 | 8.8
2015-04-11 16:00 | 17:00 | 12.8 | 34 | 9.3
2015-04-11 17:00 | 18:00 | 10.6 | 36 | 7.7
2015-04-11 18:00 | 19:00 | 9.4 | 39 | 9.3
2015-04-11 19:00 | 20:00 | 9.4 | 39 | 8.2
2015-04-11 20:00 | 21:00 | 7.2 | 48 | 9.8
2015-04-11 21:00 | 22:00 | 6.7 | 49 | 8.8
2015-04-11 22:00 | 23:00 | 6.7 | 49 | 7.7
2015-04-11 23:00 | 24:00 | 5.6 | 51 | 9.3
2015-04-12 | 1:00 | 5 | 53 | 7.2
2015-04-12 01:00 | 2:00 | 5 | 53 | 6.7
2015-04-12 02:00 | 3:00 | 5 | 51 | 5.2
2015-04-12 03:00 | 4:00 | 4.4 | 53 | 7.2
2015-04-12 04:00 | 5:00 | 4.4 | 53 | 7.7
2015-04-12 05:00 | 6:00 | 4.4 | 58 | 8.2
2015-04-12 06:00 | 7:00 | 6.7 | 49 | 8.8
2015-04-12 07:00 | 8:00 | 6.7 | 49 | 9.3
2015-04-12 08:00 | 9:00 | 10 | 39 | 9.8
2015-04-12 09:00 | 10:00 | 12.8 | 33 | 9.3
2015-04-12 10:00 | 11:00 | 12.8 | 33 | 10.3
2015-04-12 11:00 | 12:00 | 16.1 | 28 | 8.2
2015-04-12 12:00 | 13:00 | 17.2 | 26 | 10.3
2015-04-12 13:00 | 14:00 | 17.2 | 26 | 8.2
2015-04-12 14:00 | 15:00 | 19.4 | 24 | 9.3
2015-04-12 15:00 | 16:00 | 20 | 19 | 9.3
2015-04-12 16:00 | 17:00 | 20 | 19 | 8.8
2015-04-12 17:00 | 18:00 | 18.9 | 20 | 8.8
2015-04-12 18:00 | 19:00 | 13.3 | 43 | 7.7
2015-04-12 19:00 | 20:00 | 13.3 | 43 | 7.7
2015-04-12 20:00 | 21:00 | 12.8 | 43 | 8.2
2015-04-12 21:00 | 22:00 | 12.8 | 41 | 7.7
2015-04-12 22:00 | 23:00 | 12.8 | 41 | 8.2
2015-04-12 23:00 | 24:00 | 11.7 | 41 | 6.2
2015-04-13 | 1:00 | 8.3 | 56 | 6.2
2015-04-13 01:00 | 2:00 | 8.3 | 56 | 6.2
2015-04-13 02:00 | 3:00 | 7.8 | 53 | 5.2
2015-04-13 03:00 | 4:00 | 6.1 | 59 | 3.6
2015-04-13 04:00 | 5:00 | 6.1 | 59 | 5.2
2015-04-13 05:00 | 6:00 | 7.2 | 60 | 4.6
2015-04-13 06:00 | 7:00 | 8.9 | 56 | 4.6
2015-04-13 07:00 | 8:00 | 8.9 | 56 | 5.2
2015-04-13 08:00 | 9:00 | 15.6 | 36 | 5.2
2015-04-13 09:00 | 10:00 | 17.8 | 37 | 3.1
2015-04-13 10:00 | 11:00 | 17.8 | 37 | 4.6
2015-04-13 11:00 | 12:00 | 20.6 | 25 | 3.6
2015-04-13 12:00 | 13:00 | 20.6 | 20 | 5.2
2015-04-13 13:00 | 14:00 | 20.6 | 20 | 7.7
2015-04-13 14:00 | 15:00 | 20 | 31 | 9.3
2015-04-13 15:00 | 16:00 | 18.9 | 34 | 8.8
2015-04-13 16:00 | 17:00 | 18.9 | 34 | 8.8
2015-04-13 17:00 | 18:00 | 15 | 34 | 5.2
2015-04-13 18:00 | 19:00 | 13.9 | 35 | 6.7
2015-04-13 19:00 | 20:00 | 13.9 | 35 | 6.7
2015-04-13 20:00 | 21:00 | 12.2 | 61 | 6.2
2015-04-13 21:00 | 22:00 | 12.2 | 59 | 5.7
2015-04-13 22:00 | 23:00 | 12.2 | 59 | 6.7
2015-04-13 23:00 | 24:00 | 12.2 | 66 | 6.2
2015-04-14 | 1:00 | 12.8 | 66 | 5.2
2015-04-14 01:00 | 2:00 | 12.8 | 66 | 4.1
2015-04-14 02:00 | 3:00 | 13.3 | 75 | 4.1
2015-04-14 03:00 | 4:00 | 14.4 | 78 | 2.6
2015-04-14 04:00 | 5:00 | 14.4 | 78 | 3.6
2015-04-14 05:00 | 6:00 | 15 | 77 | 4.1
2015-04-14 06:00 | 7:00 | 15.6 | 72 | 5.2
2015-04-14 07:00 | 8:00 | 15.6 | 72 | 6.7
2015-04-14 08:00 | 9:00 | 14.4 | 72 | 5.2
2015-04-14 09:00 | 10:00 | 14.4 | 55 | 6.7
2015-04-14 10:00 | 11:00 | 16.1 | 42 | 7.7
2015-04-14 11:00 | 12:00 | 16.7 | 35 | 7.7
2015-04-14 12:00 | 13:00 | 17.2 | 35 | 8.8
2015-04-14 13:00 | 14:00 | 17.2 | 35 | 9.8
2015-04-14 14:00 | 15:00 | 18.3 | 29 | 8.8
2015-04-14 15:00 | 16:00 | 17.8 | 29 | 7.7
2015-04-14 16:00 | 17:00 | 17.8 | 29 | 9.3
2015-04-14 17:00 | 18:00 | 16.7 | 31 | 9.3
2015-04-14 18:00 | 19:00 | 16.1 | 32 | 8.2
2015-04-14 19:00 | 20:00 | 16.1 | 32 | 7.2
2015-04-14 20:00 | 21:00 | 15 | 34 | 8.2
2015-04-14 21:00 | 22:00 | 11.1 | 54 | 7.7
2015-04-14 22:00 | 23:00 | 11.1 | 54 | 5.7
2015-04-14 23:00 | 24:00 | 13.3 | 35 | 6.7
2015-04-15 | 1:00 | 13.3 | 32 | 3.6
2015-04-15 01:00 | 2:00 | 13.3 | 32 | 3.6
2015-04-15 02:00 | 3:00 | 11.1 | 37 | 3.6
2015-04-15 03:00 | 4:00 | 10 | 39 | 4.1
2015-04-15 04:00 | 5:00 | 10 | 39 | 3.6
2015-04-15 05:00 | 6:00 | 10.6 | 35 | 5.7
2015-04-15 06:00 | 7:00 | 12.2 | 33 | 6.2
2015-04-15 07:00 | 8:00 | 12.2 | 33 | 7.7
2015-04-15 08:00 | 9:00 | 15.6 | 26 | 7.7
2015-04-15 09:00 | 10:00 | 16.7 | 23 | 5.2
2015-04-15 10:00 | 11:00 | 16.7 | 23 | 6.2
2015-04-15 11:00 | 12:00 | 18.9 | 15 | 6.7
2015-04-15 12:00 | 13:00 | 14.4 | 35 | 6.2
2015-04-15 13:00 | 14:00 | 14.4 | 35 | 5.7
2015-04-15 14:00 | 15:00 | 19 | 15 | 6.2
2015-04-15 15:00 | 16:00 | 18.3 | 15 | 6.2
2015-04-15 16:00 | 17:00 | 18.3 | 15 | 5.7
2015-04-15 17:00 | 18:00 | 16.7 | 17 | 5.2
2015-04-15 18:00 | 19:00 | 15.6 | 18 | 4.6
2015-04-15 19:00 | 20:00 | 15.6 | 18 | 3.6
2015-04-15 20:00 | 21:00 | 13.3 | 21 | 4.6
2015-04-15 21:00 | 22:00 | 11.7 | 21 | 5.2
2015-04-15 22:00 | 23:00 | 11.7 | 21 | 4.1
2015-04-15 23:00 | 24:00 | 10 | 26 | 3.6
2015-04-16 | 1:00 | 8.3 | 30 | 3.6
2015-04-16 01:00 | 2:00 | 8.3 | 30 | 4.1
2015-04-16 02:00 | 3:00 | 6.1 | 47 | 3.1
2015-04-16 03:00 | 4:00 | 5.6 | 67 | 4.6
2015-04-16 04:00 | 5:00 | 5.6 | 67 | 5.2
2015-04-16 05:00 | 6:00 | 7.8 | 42 | 5.2
2015-04-16 06:00 | 7:00 | 9.4 | 34 | 6.7
2015-04-16 07:00 | 8:00 | 9.4 | 34 | 4.1
2015-04-16 08:00 | 9:00 | 10.6 | 22 | 6.2
2015-04-16 09:00 | 10:00 | 10.6 | 25 | 6.2
2015-04-16 10:00 | 11:00 | 10.6 | 25 | 6.2
2015-04-16 11:00 | 12:00 | 11.7 | 27 | 5.2
2015-04-16 12:00 | 13:00 | 10.6 | 31 | 6.2
2015-04-16 13:00 | 14:00 | 10.6 | 31 | 7.2
2015-04-16 14:00 | 15:00 | 10 | 45 | 7.2
2015-04-16 15:00 | 16:00 | 11.1 | 46 | 6.2
2015-04-16 16:00 | 17:00 | 11.1 | 46 | 7.2
2015-04-16 17:00 | 18:00 | 12.8 | 23 | 6.7
2015-04-16 18:00 | 19:00 | 10.6 | 31 | 6.2
2015-04-16 19:00 | 20:00 | 10.6 | 31 | 4.1
2015-04-16 20:00 | 21:00 | 8.9 | 30 | 5.2
2015-04-16 21:00 | 22:00 | 8.9 | 32 | 4.1
2015-04-16 22:00 | 23:00 | 8.9 | 32 | 3.6
2015-04-16 23:00 | 24:00 | 8.9 | 49 | 3.1
2015-04-17 | 1:00 | 8.9 | 63 | 2.1
2015-04-17 01:00 | 2:00 | 8.9 | 63 | 4.1
2015-04-17 02:00 | 3:00 | 8.9 | 68 | 3.1
2015-04-17 03:00 | 4:00 | 10 | 68 | 5.2
2015-04-17 04:00 | 5:00 | 10 | 68 | 6.2
2015-04-17 05:00 | 6:00 | 10 | 80 | 7.2
2015-04-17 06:00 | 7:00 | 10 | 86 | 6.2
2015-04-17 07:00 | 8:00 | 10 | 86 | 6.2
2015-04-17 08:00 | 9:00 | 11.7 | 89 | 9.3
2015-04-17 09:00 | 10:00 | 12 | 94 | 10.3
2015-04-17 10:00 | 11:00 | 12.2 | 93 | 9.3
2015-04-17 11:00 | 12:00 | 15 | 83 | 10.8
2015-04-17 12:00 | 13:00 | 16.1 | 75 | 10.3
2015-04-17 13:00 | 14:00 | 16.1 | 75 | 9.3
2015-04-17 14:00 | 15:00 | 16.7 | 70 | 7.2
2015-04-17 15:00 | 16:00 | 17.2 | 65 | 9.3
2015-04-17 16:00 | 17:00 | 17.2 | 65 | 10.8
2015-04-17 17:00 | 18:00 | 17.8 | 58 | 7.7
2015-04-17 18:00 | 19:00 | 16.7 | 62 | 6.7
2015-04-17 19:00 | 20:00 | 16.7 | 62 | 6.7
2015-04-17 20:00 | 21:00 | 16.1 | 64 | 8.2
2015-04-17 21:00 | 22:00 | 15 | 64 | 8.8
2015-04-17 22:00 | 23:00 | 14.4 | 67 | 7.7
2015-04-17 23:00 | 24:00 | 13.3 | 72 | 7.7
2015-04-18 | 1:00 | 12.8 | 72 | 8.2
2015-04-18 01:00 | 2:00 | 12.8 | 72 | 8.8
2015-04-18 02:00 | 3:00 | 11.7 | 71 | 8.2
2015-04-18 03:00 | 4:00 | 10.6 | 77 | 7.7
2015-04-18 04:00 | 5:00 | 10.6 | 77 | 7.2
2015-04-18 05:00 | 6:00 | 11.7 | 68 | 6.2
2015-04-18 06:00 | 7:00 | 13.3 | 64 | 5.2
2015-04-18 07:00 | 8:00 | 13.3 | 64 | 7.7
2015-04-18 08:00 | 9:00 | 14.4 | 57 | 5.7
2015-04-18 09:00 | 10:00 | 13.9 | 49 | 7.7
2015-04-18 10:00 | 11:00 | 13.9 | 49 | 7.2
2015-04-18 11:00 | 12:00 | 10.6 | 65 | 9.3
2015-04-18 12:00 | 13:00 | 10 | 68 | 10.3
2015-04-18 13:00 | 14:00 | 10 | 68 | 10.8
2015-04-18 14:00 | 15:00 | 8.3 | 80 | 11.8
2015-04-18 15:00 | 16:00 | 8.3 | 80 | 10.8
2015-04-18 16:00 | 17:00 | 8.3 | 80 | 10.3
2015-04-18 17:00 | 18:00 | 10.6 | 68 | 8.8
2015-04-18 18:00 | 19:00 | 8.3 | 76 | 9.3
2015-04-18 19:00 | 20:00 | 8.3 | 76 | 8.2
2015-04-18 20:00 | 21:00 | 7.2 | 82 | 5.7
2015-04-18 21:00 | 22:00 | 6.1 | 86 | 4.6
2015-04-18 22:00 | 23:00 | 6.1 | 86 | 2.6
2015-04-18 23:00 | 24:00 | 7.2 | 76 | 3.1
2015-04-19 | 1:00 | 8.3 | 60 | 2.1
2015-04-19 01:00 | 2:00 | 8.3 | 60 | 3.6
2015-04-19 02:00 | 3:00 | 7.8 | 58 | 4.1
2015-04-19 03:00 | 4:00 | 7.2 | 60 | 4.1
2015-04-19 04:00 | 5:00 | 7.2 | 60 | 4.1
2015-04-19 05:00 | 6:00 | 6.7 | 62 | 4.1
2015-04-19 06:00 | 7:00 | 8.3 | 56 | 4.1
2015-04-19 07:00 | 8:00 | 8.3 | 56 | 2.6
2015-04-19 08:00 | 9:00 | 8.9 | 58 | 2.1
2015-04-19 09:00 | 10:00 | 9.4 | 56 | 5.2
2015-04-19 10:00 | 11:00 | 9.4 | 56 | 5.7
2015-04-19 11:00 | 12:00 | 9.4 | 61 | 4.6
2015-04-19 12:00 | 13:00 | 8.9 | 66 | 8.2
2015-04-19 13:00 | 14:00 | 8.9 | 66 | 10.3
2015-04-19 14:00 | 15:00 | 8.3 | 63 | 7.7
2015-04-19 15:00 | 16:00 | 7.8 | 58 | 8.2
2015-04-19 16:00 | 17:00 | 7.8 | 58 | 9.3
2015-04-19 17:00 | 18:00 | 7.8 | 71 | 8.2
2015-04-19 18:00 | 19:00 | 7.8 | 65 | 10.3
2015-04-19 19:00 | 20:00 | 7.8 | 65 | 8.2
2015-04-19 20:00 | 21:00 | 6.7 | 70 | 7.7
2015-04-19 21:00 | 22:00 | 6.7 | 73 | 6.2
2015-04-19 22:00 | 23:00 | 6.7 | 73 | 8.2
2015-04-19 23:00 | 24:00 | 5.6 | 82 | 6.7
2015-04-20 | 1:00 | 5 | 79 | 7.7
2015-04-20 01:00 | 2:00 | 5 | 79 | 8.2
2015-04-20 02:00 | 3:00 | 5 | 89 | 6.7
2015-04-20 03:00 | 4:00 | 5 | 93 | 6.2
2015-04-20 04:00 | 5:00 | 5 | 93 | 8.2
2015-04-20 05:00 | 6:00 | 6 | 87 | 7.7
2015-04-20 06:00 | 7:00 | 6 | 87 | 8.8
2015-04-20 07:00 | 8:00 | 5.6 | 89 | 9.3
2015-04-20 08:00 | 9:00 | 5.6 | 92 | 11.3
2015-04-20 09:00 | 10:00 | 6.7 | 82 | 10.8
2015-04-20 10:00 | 11:00 | 6.7 | 82 | 9.3
2015-04-20 11:00 | 12:00 | 6.1 | 89 | 10.3
2015-04-20 12:00 | 13:00 | 7 | 87 | 9.3
2015-04-20 13:00 | 14:00 | 6.7 | 89 | 9.3
2015-04-20 14:00 | 15:00 | 7 | 93 | 9.8
2015-04-20 15:00 | 16:00 | 7 | 93 | 9.8
2015-04-20 16:00 | 17:00 | 6.7 | 96 | 10.3
2015-04-20 17:00 | 18:00 | 7 | 100 | 9.8
2015-04-20 18:00 | 19:00 | 8 | 93 | 8.8
2015-04-20 19:00 | 20:00 | 8.3 | 97 | 8.8
2015-04-20 20:00 | 21:00 | 11 | 94 | 8.8
2015-04-20 21:00 | 22:00 | 11 | 94 | 8.2
2015-04-20 22:00 | 23:00 | 10 | 100 | 8.2
2015-04-20 23:00 | 24:00 | 11 | 100 | 8.2
2015-04-21 | 1:00 | 10 | 100 | 8.2
2015-04-21 01:00 | 2:00 | 10 | 100 | 7.7
2015-04-21 02:00 | 3:00 | 8.9 | 100 | 7.2
2015-04-21 03:00 | 4:00 | 8.3 | 100 | 6.2
2015-04-21 04:00 | 5:00 | 8.3 | 100 | 6.7
2015-04-21 05:00 | 6:00 | 8 | 100 | 7.2
2015-04-21 06:00 | 7:00 | 12 | 100 | 6.2
2015-04-21 07:00 | 8:00 | 13.3 | 100 | 6.2
2015-04-21 08:00 | 9:00 | 15 | 94 | 5.7
2015-04-21 09:00 | 10:00 | 18.3 | 76 | 5.7
2015-04-21 10:00 | 11:00 | 18.3 | 76 | 5.2
2015-04-21 11:00 | 12:00 | 18.3 | 70 | 3.1
2015-04-21 12:00 | 13:00 | 17.8 | 63 | 2.6
2015-04-21 13:00 | 14:00 | 17.8 | 63 | 3.1
2015-04-21 14:00 | 15:00 | 16.7 | 58 | 3.6
2015-04-21 15:00 | 16:00 | 16.7 | 48 | 5.7
2015-04-21 16:00 | 17:00 | 16.7 | 48 | 5.2
2015-04-21 17:00 | 18:00 | 16.1 | 41 | 4.6
2015-04-21 18:00 | 19:00 | 15 | 44 | 4.6
2015-04-21 19:00 | 20:00 | 15 | 44 | 3.6
2015-04-21 20:00 | 21:00 | 13.9 | 45 | 5.7
2015-04-21 21:00 | 22:00 | 13.3 | 47 | 4.1
2015-04-21 22:00 | 23:00 | 13.3 | 47 | 4.1
2015-04-21 23:00 | 24:00 | 9.4 | 66 | 6.2
2015-04-22 | 1:00 | 8.3 | 71 | 4.1
2015-04-22 01:00 | 2:00 | 8.3 | 71 | 5.2
2015-04-22 02:00 | 3:00 | 7.2 | 82 | 3.6
2015-04-22 03:00 | 4:00 | 6.1 | 89 | 4.1
2015-04-22 04:00 | 5:00 | 6.1 | 89 | 4.1
2015-04-22 05:00 | 6:00 | 7.8 | 82 | 4.1
2015-04-22 06:00 | 7:00 | 10 | 71 | 4.6
2015-04-22 07:00 | 8:00 | 10 | 71 | 4.6
2015-04-22 08:00 | 9:00 | 13.9 | 51 | 6.2
2015-04-22 09:00 | 10:00 | 15.6 | 42 | 6.2
2015-04-22 10:00 | 11:00 | 15.6 | 42 | 5.7
2015-04-22 11:00 | 12:00 | 18.9 | 30 | 5.7
2015-04-22 12:00 | 13:00 | 19.4 | 27 | 6.2
2015-04-22 13:00 | 14:00 | 19.4 | 27 | 6.7
2015-04-22 14:00 | 15:00 | 17.8 | 34 | 6.2
2015-04-22 15:00 | 16:00 | 16.7 | 34 | 7.7
2015-04-22 16:00 | 17:00 | 16.7 | 34 | 8.2
2015-04-22 17:00 | 18:00 | 15.6 | 47 | 6.2
2015-04-22 18:00 | 19:00 | 13.3 | 55 | 5.2
2015-04-22 19:00 | 20:00 | 12.2 | 69 | 8.2
2015-04-22 20:00 | 21:00 | 10.6 | 83 | 5.2
2015-04-22 21:00 | 22:00 | 11.1 | 80 | 5.2
2015-04-22 22:00 | 23:00 | 11.1 | 80 | 5.2
2015-04-22 23:00 | 24:00 | 8.9 | 73 | 5.7
2015-04-23 | 1:00 | 8 | 71 | 4.6
2015-04-23 01:00 | 2:00 | 8.3 | 71 | 3.1
2015-04-23 02:00 | 3:00 | 6.1 | 70 | 4.1
2015-04-23 03:00 | 4:00 | 5.6 | 70 | 4.1
2015-04-23 04:00 | 5:00 | 5.6 | 70 | 6.2
2015-04-23 05:00 | 6:00 | 5.6 | 70 | 4.1
2015-04-23 06:00 | 7:00 | 6.7 | 59 | 3.1
2015-04-23 07:00 | 8:00 | 6.7 | 59 | 3.6
2015-04-23 08:00 | 9:00 | 8.9 | 42 | 3.6
2015-04-23 09:00 | 10:00 | 9.4 | 39 | 7.2
2015-04-23 10:00 | 11:00 | 9.4 | 39 | 4.6
2015-04-23 11:00 | 12:00 | 8.9 | 35 | 5.7
2015-04-23 12:00 | 13:00 | 9.4 | 31 | 8.8
2015-04-23 13:00 | 14:00 | 9.4 | 31 | 8.2
2015-04-23 14:00 | 15:00 | 10 | 27 | 7.2
2015-04-23 15:00 | 16:00 | 8.9 | 28 | 6.2
2015-04-23 16:00 | 17:00 | 8.9 | 28 | 4.6
2015-04-23 17:00 | 18:00 | 7.8 | 38 | 3.6
2015-04-23 18:00 | 19:00 | 6.7 | 43 | 3.1
2015-04-23 19:00 | 20:00 | 6.7 | 43 | 1.5
2015-04-23 20:00 | 21:00 | 5 | 42 | 1.5
2015-04-23 21:00 | 22:00 | 4.4 | 46 | 2.1
2015-04-23 22:00 | 23:00 | 4.4 | 46 | 4.1
2015-04-23 23:00 | 24:00 | 3.3 | 57 | 4.1
2015-04-24 | 1:00 | 2.8 | 59 | 4.1
2015-04-24 01:00 | 2:00 | 2.8 | 59 | 4.1
2015-04-24 02:00 | 3:00 | 2.8 | 62 | 4.1
2015-04-24 03:00 | 4:00 | 2.8 | 65 | 3.1
2015-04-24 04:00 | 5:00 | 2.8 | 65 | 3.1
2015-04-24 05:00 | 6:00 | 3.3 | 57 | 3.6
2015-04-24 06:00 | 7:00 | 5 | 51 | 5.7
2015-04-24 07:00 | 8:00 | 5 | 51 | 6.2
2015-04-24 08:00 | 9:00 | 7.2 | 43 | 6.2
2015-04-24 09:00 | 10:00 | 7.8 | 42 | 8.2
2015-04-24 10:00 | 11:00 | 7.8 | 42 | 8.2
2015-04-24 11:00 | 12:00 | 8.9 | 37 | 7.2
2015-04-24 12:00 | 13:00 | 9.4 | 37 | 7.2
2015-04-24 13:00 | 14:00 | 9.4 | 37 | 6.7
2015-04-24 14:00 | 15:00 | 10 | 34 | 7.2
2015-04-24 15:00 | 16:00 | 9.4 | 34 | 6.7
2015-04-24 16:00 | 17:00 | 9.4 | 34 | 6.7
2015-04-24 17:00 | 18:00 | 7.8 | 35 | 4.6
2015-04-24 18:00 | 19:00 | 7.2 | 36 | 5.2
2015-04-24 19:00 | 20:00 | 7.2 | 36 | 4.1
2015-04-24 20:00 | 21:00 | 6.7 | 37 | 6.2
2015-04-24 21:00 | 22:00 | 6.1 | 39 | 6.2
2015-04-24 22:00 | 23:00 | 6.1 | 39 | 6.2
2015-04-24 23:00 | 24:00 | 4.4 | 44 | 5.2
2015-04-25 | 1:00 | 4.4 | 46 | 5.2
2015-04-25 01:00 | 2:00 | 4.4 | 46 | 5.2
2015-04-25 02:00 | 3:00 | 3.3 | 49 | 5.2
2015-04-25 03:00 | 4:00 | 2.8 | 51 | 6.2
2015-04-25 04:00 | 5:00 | 2.8 | 51 | 5.7
2015-04-25 05:00 | 6:00 | 2.8 | 54 | 6.2
2015-04-25 06:00 | 7:00 | 4.4 | 48 | 5.7
2015-04-25 07:00 | 8:00 | 4.4 | 48 | 7.2
2015-04-25 08:00 | 9:00 | 7.2 | 42 | 6.2
2015-04-25 09:00 | 10:00 | 8.9 | 39 | 7.7
2015-04-25 10:00 | 11:00 | 8.9 | 39 | 8.8
2015-04-25 11:00 | 12:00 | 11.7 | 32 | 7.7
2015-04-25 12:00 | 13:00 | 12.8 | 31 | 7.7
2015-04-25 13:00 | 14:00 | 12.8 | 31 | 8.2
2015-04-25 14:00 | 15:00 | 12.2 | 31 | 7.2
2015-04-25 15:00 | 16:00 | 12.8 | 31 | 7.7
2015-04-25 16:00 | 17:00 | 12.8 | 31 | 6.2
2015-04-25 17:00 | 18:00 | 8.3 | 53 | 6.2
2015-04-25 18:00 | 19:00 | 8.3 | 58 | 5.7
2015-04-25 19:00 | 20:00 | 8.3 | 58 | 5.2
2015-04-25 20:00 | 21:00 | 8.3 | 44 | 4.6
2015-04-25 21:00 | 22:00 | 7.2 | 50 | 3.6
2015-04-25 22:00 | 23:00 | 7.2 | 50 | 4.1
2015-04-25 23:00 | 24:00 | 6.7 | 54 | 4.1
2015-04-26 | 1:00 | 6.7 | 57 | 3.1
2015-04-26 01:00 | 2:00 | 6.7 | 57 | 2.6
2015-04-26 02:00 | 3:00 | 6.1 | 59 | 3.1
2015-04-26 03:00 | 4:00 | 6.7 | 57 | 4.6
2015-04-26 04:00 | 5:00 | 6.7 | 57 | 3.1
2015-04-26 05:00 | 6:00 | 7.2 | 57 | 3.6
2015-04-26 06:00 | 7:00 | 7.8 | 58 | 2.6
2015-04-26 07:00 | 8:00 | 7.8 | 58 | 3.1
2015-04-26 08:00 | 9:00 | 10 | 52 | 3.1
2015-04-26 09:00 | 10:00 | 9.4 | 56 | 3.6
2015-04-26 10:00 | 11:00 | 9.4 | 56 | 3.6
2015-04-26 11:00 | 12:00 | 8.9 | 61 | 4.1
2015-04-26 12:00 | 13:00 | 8.3 | 68 | 6.2
2015-04-26 13:00 | 14:00 | 8.3 | 68 | 5.7
2015-04-26 14:00 | 15:00 | 11.7 | 50 | 5.7
2015-04-26 15:00 | 16:00 | 12.8 | 45 | 5.2
2015-04-26 16:00 | 17:00 | 12.8 | 45 | 3.6
2015-04-26 17:00 | 18:00 | 10 | 61 | 2.1
2015-04-26 18:00 | 19:00 | 10.6 | 56 | 2.6
2015-04-26 19:00 | 20:00 | 10.6 | 56 | 5.7
2015-04-26 20:00 | 21:00 | 11.1 | 52 | 5.7
2015-04-26 21:00 | 22:00 | 11.1 | 46 | 5.2
2015-04-26 22:00 | 23:00 | 11.1 | 46 | 5.7
2015-04-26 23:00 | 24:00 | 10 | 50 | 5.7
2015-04-27 | 1:00 | 9.4 | 54 | 6.2
2015-04-27 01:00 | 2:00 | 9.4 | 54 | 6.7
2015-04-27 02:00 | 3:00 | 8.9 | 56 | 5.2
2015-04-27 03:00 | 4:00 | 8.3 | 58 | 5.2
2015-04-27 04:00 | 5:00 | 8.3 | 58 | 5.2
2015-04-27 05:00 | 6:00 | 9.4 | 56 | 5.2
2015-04-27 06:00 | 7:00 | 9.4 | 59 | 4.6
2015-04-27 07:00 | 8:00 | 9.4 | 59 | 4.1
2015-04-27 08:00 | 9:00 | 11.7 | 54 | 3.6
2015-04-27 09:00 | 10:00 | 12.2 | 50 | 4.1
2015-04-27 10:00 | 11:00 | 12.2 | 50 | 3.1
2015-04-27 11:00 | 12:00 | 13.3 | 42 | 3.1
2015-04-27 12:00 | 13:00 | 13.9 | 42 | 4.1
2015-04-27 13:00 | 14:00 | 13.9 | 42 | 4.6
2015-04-27 14:00 | 15:00 | 13.3 | 45 | 4.1
2015-04-27 15:00 | 16:00 | 13.3 | 47 | 3.6
2015-04-27 16:00 | 17:00 | 13.3 | 47 | 5.2
2015-04-27 17:00 | 18:00 | 11.1 | 69 | 5.2
2015-04-27 18:00 | 19:00 | 11.1 | 63 | 4.1
2015-04-27 19:00 | 20:00 | 11.1 | 63 | 5.2
2015-04-27 20:00 | 21:00 | 10.6 | 68 | 5.2
2015-04-27 21:00 | 22:00 | 8 | 87 | 4.1
2015-04-27 22:00 | 23:00 | 8.3 | 90 | 3.6
2015-04-27 23:00 | 24:00 | 7.8 | 86 | 4.6
2015-04-28 | 1:00 | 7 | 81 | 5.2
2015-04-28 01:00 | 2:00 | 6.7 | 85 | 4.6
2015-04-28 02:00 | 3:00 | 6.1 | 76 | 0
2015-04-28 03:00 | 4:00 | 6.7 | 73 | 2.1
2015-04-28 04:00 | 5:00 | 6.7 | 73 | 2.6
2015-04-28 05:00 | 6:00 | 6.7 | 70 | 4.1
2015-04-28 06:00 | 7:00 | 7.2 | 65 | 3.1
2015-04-28 07:00 | 8:00 | 7.2 | 65 | 3.6
2015-04-28 08:00 | 9:00 | 8.9 | 56 | 4.1
2015-04-28 09:00 | 10:00 | 10 | 56 | 4.6
2015-04-28 10:00 | 11:00 | 10 | 56 | 2.6
2015-04-28 11:00 | 12:00 | 8.9 | 63 | 5.2
2015-04-28 12:00 | 13:00 | 9.4 | 63 | 10.3
2015-04-28 13:00 | 14:00 | 9.4 | 63 | 8.2
2015-04-28 14:00 | 15:00 | 11.7 | 52 | 9.3
2015-04-28 15:00 | 16:00 | 17 | 29 | 9.8
2015-04-28 16:00 | 17:00 | 17.8 | 26 | 9.3
2015-04-28 17:00 | 18:00 | 15.6 | 30 | 9.3
2015-04-28 18:00 | 19:00 | 14.4 | 37 | 9.3
2015-04-28 19:00 | 20:00 | 14.4 | 37 | 10.3
2015-04-28 20:00 | 21:00 | 12.8 | 45 | 8.8
2015-04-28 21:00 | 22:00 | 12.2 | 49 | 9.3
2015-04-28 22:00 | 23:00 | 12.2 | 49 | 9.8
2015-04-28 23:00 | 24:00 | 11.7 | 52 | 8.8
2015-04-29 | 1:00 | 11.1 | 54 | 9.8
2015-04-29 01:00 | 2:00 | 11.1 | 54 | 9.3
2015-04-29 02:00 | 3:00 | 11.1 | 57 | 8.8
2015-04-29 03:00 | 4:00 | 11.1 | 54 | 9.8
2015-04-29 04:00 | 5:00 | 11.1 | 54 | 8.8
2015-04-29 05:00 | 6:00 | 11.1 | 54 | 8.8
2015-04-29 06:00 | 7:00 | 12.2 | 53 | 8.2
2015-04-29 07:00 | 8:00 | 12.2 | 53 | 8.2
2015-04-29 08:00 | 9:00 | 10.6 | 63 | 7.7
2015-04-29 09:00 | 10:00 | 10 | 71 | 8.2
2015-04-29 10:00 | 11:00 | 10 | 71 | 7.7
2015-04-29 11:00 | 12:00 | 8.9 | 73 | 8.8
2015-04-29 12:00 | 13:00 | 9.4 | 68 | 7.2
2015-04-29 13:00 | 14:00 | 9.4 | 68 | 7.7
2015-04-29 14:00 | 15:00 | 8.9 | 71 | 7.2
2015-04-29 15:00 | 16:00 | 10.6 | 61 | 7.7
2015-04-29 16:00 | 17:00 | 10.6 | 61 | 7.2
2015-04-29 17:00 | 18:00 | 10 | 63 | 7.2
2015-04-29 18:00 | 19:00 | 10 | 66 | 6.7
2015-04-29 19:00 | 20:00 | 10 | 66 | 6.7
2015-04-29 20:00 | 21:00 | 10 | 68 | 6.2
2015-04-29 21:00 | 22:00 | 9.4 | 74 | 5.7
2015-04-29 22:00 | 23:00 | 9.4 | 74 | 6.2
2015-04-29 23:00 | 24:00 | 10.6 | 65 | 5.7
2015-04-30 | 1:00 | 11.1 | 61 | 6.7
2015-04-30 01:00 | 2:00 | 11.1 | 63 | 8.2
2015-04-30 02:00 | 3:00 | 8.3 | 80 | 5.2
2015-04-30 03:00 | 4:00 | 8.9 | 80 | 6.2
2015-04-30 04:00 | 5:00 | 8.9 | 80 | 6.2
2015-04-30 05:00 | 6:00 | 7.8 | 79 | 6.2
2015-04-30 06:00 | 7:00 | 7.2 | 82 | 7.7
2015-04-30 07:00 | 8:00 | 7.2 | 82 | 5.7
2015-04-30 08:00 | 9:00 | 8.9 | 68 | 6.2
2015-04-30 09:00 | 10:00 | 10 | 66 | 5.7
2015-04-30 10:00 | 11:00 | 10 | 66 | 4.6
2015-04-30 11:00 | 12:00 | 11.1 | 57 | 4.6
2015-04-30 12:00 | 13:00 | 12.8 | 55 | 6.2
2015-04-30 13:00 | 14:00 | 12.8 | 55 | 6.7
2015-04-30 14:00 | 15:00 | 11.7 | 59 | 5.7
2015-04-30 15:00 | 16:00 | 10.6 | 65 | 5.7
2015-04-30 16:00 | 17:00 | 10.6 | 65 | 5.2
2015-04-30 17:00 | 18:00 | 9.4 | 68 | 4.6
2015-04-30 18:00 | 19:00 | 7.9 | 82 | 4.6
2015-04-30 19:00 | 20:00 | 7.6 | 83 | 3.6
2015-04-30 20:00 | 21:00 | 7.2 | 83 | 4.1
2015-04-30 21:00 | 22:00 | 7.1 | 86 | 4.3
2015-04-30 22:00 | 23:00 | 7.1 | 87 | 4.6
2015-04-30 23:00 | 24:00 | 7 | 89 | 4.8
2016-05-01 | 1:00 | 7.1 | 93 | 5
2016-05-01 01:00 | 2:00 | 7.4 | 93 | 5.2
2016-05-01 02:00 | 3:00 | 7.8 | 93 | 5.5
2016-05-01 03:00 | 4:00 | 9.3 | 93 | 5.7
2016-05-01 04:00 | 5:00 | 9.9 | 94 | 5.7
2016-05-01 05:00 | 6:00 | 11.4 | 94 | 6.7
2016-05-01 06:00 | 7:00 | 13 | 94 | 6.2
2016-05-01 07:00 | 8:00 | 9.4 | 97 | 6.2
2016-05-01 08:00 | 9:00 | 14 | 94 | 5.7
2016-05-01 09:00 | 10:00 | 13 | 94 | 7.7
2016-05-01 10:00 | 11:00 | 13.3 | 87 | 8.2
2016-05-01 11:00 | 12:00 | 13 | 88 | 7.7
2016-05-01 12:00 | 13:00 | 12.8 | 86 | 8.2
2016-05-01 13:00 | 14:00 | 12.8 | 86 | 7.7
2016-05-01 14:00 | 15:00 | 14 | 88 | 10.3
2016-05-01 15:00 | 16:00 | 13 | 88 | 8.2
2016-05-01 16:00 | 17:00 | 12.8 | 86 | 9.3
2016-05-01 17:00 | 18:00 | 10 | 87 | 11.3
2016-05-01 18:00 | 19:00 | 8 | 93 | 10.3
2016-05-01 19:00 | 20:00 | 8.9 | 93 | 6.7
2016-05-01 20:00 | 21:00 | 8.3 | 93 | 6.2
2016-05-01 21:00 | 22:00 | 8.9 | 93 | 5.2
2016-05-01 22:00 | 23:00 | 8.9 | 93 | 7.7
2016-05-01 23:00 | 24:00 | 10 | 89 | 6.7
2016-05-02 | 1:00 | 11.7 | 86 | 7.2
2016-05-02 01:00 | 2:00 | 11.7 | 86 | 7.7
2016-05-02 02:00 | 3:00 | 13.3 | 57 | 6.2
2016-05-02 03:00 | 4:00 | 11.7 | 59 | 6.7
2016-05-02 04:00 | 5:00 | 11.7 | 59 | 7.7
2016-05-02 05:00 | 6:00 | 11.7 | 54 | 6.7
2016-05-02 06:00 | 7:00 | 12.2 | 53 | 6.2
2016-05-02 07:00 | 8:00 | 12.2 | 53 | 8.8
2016-05-02 08:00 | 9:00 | 14.4 | 46 | 6.7
2016-05-02 09:00 | 10:00 | 16.1 | 44 | 6.2
2016-05-02 10:00 | 11:00 | 16.1 | 44 | 7.2
2016-05-02 11:00 | 12:00 | 17.8 | 32 | 6.2
2016-05-02 12:00 | 13:00 | 18.9 | 30 | 5.7
2016-05-02 13:00 | 14:00 | 18.9 | 30 | 5.2
2016-05-02 14:00 | 15:00 | 19.4 | 29 | 6.2
2016-05-02 15:00 | 16:00 | 18.9 | 32 | 5.7
2016-05-02 16:00 | 17:00 | 18.9 | 32 | 5.2
2016-05-02 17:00 | 18:00 | 17.8 | 34 | 6.2
2016-05-02 18:00 | 19:00 | 17.8 | 34 | 7.7
2016-05-02 19:00 | 20:00 | 17.8 | 34 | 7.2
2016-05-02 20:00 | 21:00 | 15.6 | 42 | 7.7
2016-05-02 21:00 | 22:00 | 15 | 44 | 7.7
2016-05-02 22:00 | 23:00 | 15 | 44 | 5.7
2016-05-02 23:00 | 24:00 | 13.9 | 45 | 3.6
2016-05-03 | 1:00 | 13.3 | 47 | 4.1
2016-05-03 01:00 | 2:00 | 13.3 | 47 | 4.6
2016-05-03 02:00 | 3:00 | 11.7 | 54 | 6.7
2016-05-03 03:00 | 4:00 | 10.6 | 61 | 5.2
2016-05-03 04:00 | 5:00 | 10.6 | 61 | 6.7
2016-05-03 05:00 | 6:00 | 12.8 | 52 | 6.7
2016-05-03 06:00 | 7:00 | 13.9 | 49 | 6.2
2016-05-03 07:00 | 8:00 | 13.9 | 49 | 8.8
2016-05-03 08:00 | 9:00 | 16.1 | 44 | 7.2
2016-05-03 09:00 | 10:00 | 17.2 | 41 | 6.7
2016-05-03 10:00 | 11:00 | 17.2 | 41 | 6.2
2016-05-03 11:00 | 12:00 | 14.4 | 53 | 5.2
2016-05-03 12:00 | 13:00 | 14.4 | 51 | 5.2
2016-05-03 13:00 | 14:00 | 14.4 | 51 | 4.6
2016-05-03 14:00 | 15:00 | 13.3 | 55 | 5.2
2016-05-03 15:00 | 16:00 | 15 | 53 | 6.7
2016-05-03 16:00 | 17:00 | 15 | 53 | 5.2
2016-05-03 17:00 | 18:00 | 16.1 | 46 | 4.6
2016-05-03 18:00 | 19:00 | 15.6 | 47 | 3.1
2016-05-03 19:00 | 20:00 | 15.6 | 47 | 6.2
2016-05-03 20:00 | 21:00 | 15 | 47 | 6.2
2016-05-03 21:00 | 22:00 | 15 | 47 | 4.6
2016-05-03 22:00 | 23:00 | 15 | 47 | 5.7
2016-05-03 23:00 | 24:00 | 13.9 | 55 | 4.6
2016-05-04 | 1:00 | 10.6 | 68 | 6.2
2016-05-04 01:00 | 2:00 | 10.6 | 68 | 4.1
2016-05-04 02:00 | 3:00 | 11.7 | 66 | 6.2
2016-05-04 03:00 | 4:00 | 11.7 | 66 | 6.2
2016-05-04 04:00 | 5:00 | 11.7 | 66 | 3.6
2016-05-04 05:00 | 6:00 | 12.2 | 69 | 6.7
2016-05-04 06:00 | 7:00 | 13.3 | 62 | 6.2
2016-05-04 07:00 | 8:00 | 13.3 | 62 | 4.1
2016-05-04 08:00 | 9:00 | 15.6 | 39 | 3.1
2016-05-04 09:00 | 10:00 | 15 | 39 | 5.2
2016-05-04 10:00 | 11:00 | 15 | 39 | 5.2
2016-05-04 11:00 | 12:00 | 15.6 | 39 | 6.2
2016-05-04 12:00 | 13:00 | 16.1 | 36 | 7.7
2016-05-04 13:00 | 14:00 | 16.1 | 36 | 7.7
2016-05-04 14:00 | 15:00 | 14.4 | 42 | 7.7
2016-05-04 15:00 | 16:00 | 13.9 | 44 | 6.7
2016-05-04 16:00 | 17:00 | 13.9 | 44 | 6.2
2016-05-04 17:00 | 18:00 | 13.3 | 42 | 6.2
2016-05-04 18:00 | 19:00 | 11.7 | 48 | 6.2
2016-05-04 19:00 | 20:00 | 11.7 | 48 | 5.7
2016-05-04 20:00 | 21:00 | 10.6 | 54 | 4.6
2016-05-04 21:00 | 22:00 | 10 | 56 | 3.6
2016-05-04 22:00 | 23:00 | 10 | 56 | 3.1
2016-05-04 23:00 | 24:00 | 10 | 58 | 4.1
2016-05-05 | 1:00 | 10.6 | 61 | 4.1
2016-05-05 01:00 | 2:00 | 10.6 | 61 | 4.6
2016-05-05 02:00 | 3:00 | 10 | 66 | 6.2
2016-05-05 03:00 | 4:00 | 10.6 | 63 | 6.7
2016-05-05 04:00 | 5:00 | 10.6 | 63 | 6.7
2016-05-05 05:00 | 6:00 | 11.7 | 61 | 7.2
2016-05-05 06:00 | 7:00 | 13.3 | 60 | 8.8
2016-05-05 07:00 | 8:00 | 13.3 | 60 | 10.3
2016-05-05 08:00 | 9:00 | 15 | 49 | 7.7
2016-05-05 09:00 | 10:00 | 15.6 | 46 | 7.7
2016-05-05 10:00 | 11:00 | 15.6 | 46 | 8.8
2016-05-05 11:00 | 12:00 | 17.2 | 39 | 10.3
2016-05-05 12:00 | 13:00 | 17.8 | 38 | 8.8
2016-05-05 13:00 | 14:00 | 17.8 | 38 | 6.7
2016-05-05 14:00 | 15:00 | 17.2 | 38 | 6.2
2016-05-05 15:00 | 16:00 | 17.8 | 35 | 5.2
2016-05-05 16:00 | 17:00 | 17.8 | 35 | 4.6
2016-05-05 17:00 | 18:00 | 16.1 | 39 | 3.6
2016-05-05 18:00 | 19:00 | 15 | 41 | 2.6
2016-05-05 19:00 | 20:00 | 15 | 41 | 1.5
2016-05-05 20:00 | 21:00 | 13.3 | 47 | 2.6
2016-05-05 21:00 | 22:00 | 12.2 | 50 | 2.6
2016-05-05 22:00 | 23:00 | 12.2 | 50 | 3.6
2016-05-05 23:00 | 24:00 | 10 | 58 | 4.1
2016-05-06 | 1:00 | 10 | 58 | 4.6
2016-05-06 01:00 | 2:00 | 10 | 58 | 4.1
2016-05-06 02:00 | 3:00 | 8.9 | 63 | 4.6
2016-05-06 03:00 | 4:00 | 8.9 | 66 | 4.6
2016-05-06 04:00 | 5:00 | 8.9 | 66 | 3.6
2016-05-06 05:00 | 6:00 | 10 | 58 | 4.1
2016-05-06 06:00 | 7:00 | 11.7 | 52 | 3.6
2016-05-06 07:00 | 8:00 | 11.7 | 52 | 3.1
2016-05-06 08:00 | 9:00 | 14.4 | 37 | 2.1
2016-05-06 09:00 | 10:00 | 15.6 | 33 | 3.1
2016-05-06 10:00 | 11:00 | 16.7 | 28 | 4.1
2016-05-06 11:00 | 12:00 | 16.7 | 25 | 5.2
2016-05-06 12:00 | 13:00 | 15.6 | 29 | 5.2
2016-05-06 13:00 | 14:00 | 15.6 | 29 | 5.2
2016-05-06 14:00 | 15:00 | 15.6 | 31 | 4.6
2016-05-06 15:00 | 16:00 | 16.1 | 29 | 4.6
2016-05-06 16:00 | 17:00 | 16.1 | 29 | 5.2
2016-05-06 17:00 | 18:00 | 16.1 | 24 | 5.7
2016-05-06 18:00 | 19:00 | 16 | 22 | 5.2
2016-05-06 19:00 | 20:00 | 12.2 | 50 | 4.6
2016-05-06 20:00 | 21:00 | 10 | 61 | 6.7
2016-05-06 21:00 | 22:00 | 10 | 61 | 6.2
2016-05-06 22:00 | 23:00 | 10 | 61 | 5.7
2016-05-06 23:00 | 24:00 | 10.6 | 38 | 5.7
2016-05-07 | 1:00 | 10 | 39 | 4.1
2016-05-07 01:00 | 2:00 | 10 | 39 | 3.6
2016-05-07 02:00 | 3:00 | 8.9 | 42 | 5.2
2016-05-07 03:00 | 4:00 | 8.3 | 44 | 5.2
2016-05-07 04:00 | 5:00 | 8.3 | 44 | 4.6
2016-05-07 05:00 | 6:00 | 10 | 39 | 5.2
2016-05-07 06:00 | 7:00 | 11.7 | 39 | 4.6
2016-05-07 07:00 | 8:00 | 11.7 | 39 | 3.6
2016-05-07 08:00 | 9:00 | 15 | 33 | 4.1
2016-05-07 09:00 | 10:00 | 16.7 | 28 | 4.1
2016-05-07 10:00 | 11:00 | 16.7 | 28 | 5.2
2016-05-07 11:00 | 12:00 | 18.3 | 23 | 6.7
2016-05-07 12:00 | 13:00 | 19.4 | 21 | 5.2
2016-05-07 13:00 | 14:00 | 19.4 | 21 | 4.6
2016-05-07 14:00 | 15:00 | 16 | 42 | 5.2
2016-05-07 15:00 | 16:00 | 15.6 | 46 | 5.2
2016-05-07 16:00 | 17:00 | 15.6 | 46 | 4.6
2016-05-07 17:00 | 18:00 | 14.4 | 51 | 4.1
2016-05-07 18:00 | 19:00 | 15 | 44 | 2.6
2016-05-07 19:00 | 20:00 | 15 | 44 | 3.6
2016-05-07 20:00 | 21:00 | 13.3 | 45 | 3.6
2016-05-07 21:00 | 22:00 | 13.9 | 40 | 5.7
2016-05-07 22:00 | 23:00 | 13.9 | 40 | 3.6
2016-05-07 23:00 | 24:00 | 11.7 | 46 | 4.1
2016-05-08 | 1:00 | 10.6 | 52 | 4.6
2016-05-08 01:00 | 2:00 | 10.6 | 52 | 3.1
2016-05-08 02:00 | 3:00 | 11.1 | 46 | 3.1
2016-05-08 03:00 | 4:00 | 10.6 | 46 | 3.1
2016-05-08 04:00 | 5:00 | 10.6 | 46 | 3.6
2016-05-08 05:00 | 6:00 | 10.6 | 54 | 2.1
2016-05-08 06:00 | 7:00 | 13.3 | 43 | 2.1
2016-05-08 07:00 | 8:00 | 13.3 | 43 | 2.6
2016-05-08 08:00 | 9:00 | 14.4 | 37 | 3.1
2016-05-08 09:00 | 10:00 | 14.4 | 39 | 4.1
2016-05-08 10:00 | 11:00 | 14.4 | 39 | 6.2
2016-05-08 11:00 | 12:00 | 15 | 41 | 8.8
2016-05-08 12:00 | 13:00 | 15 | 44 | 7.7
2016-05-08 13:00 | 14:00 | 15 | 44 | 7.2
2016-05-08 14:00 | 15:00 | 13.9 | 59 | 7.7
2016-05-08 15:00 | 16:00 | 13.9 | 51 | 8.8
2016-05-08 16:00 | 17:00 | 13.9 | 51 | 8.8
2016-05-08 17:00 | 18:00 | 13.3 | 67 | 9.8
2016-05-08 18:00 | 19:00 | 13.9 | 64 | 8.8
2016-05-08 19:00 | 20:00 | 13.9 | 64 | 7.7
2016-05-08 20:00 | 21:00 | 16.1 | 72 | 6.2
2016-05-08 21:00 | 22:00 | 15.6 | 75 | 6.7
2016-05-08 22:00 | 23:00 | 15.6 | 75 | 6.2
2016-05-08 23:00 | 24:00 | 12.2 | 80 | 3.1
2016-05-09 | 1:00 | 12.2 | 83 | 5.7
2016-05-09 01:00 | 2:00 | 12.2 | 83 | 9.8
2016-05-09 02:00 | 3:00 | 12.2 | 86 | 12.9
2016-05-09 03:00 | 4:00 | 11.7 | 89 | 10.3
2016-05-09 04:00 | 5:00 | 11.7 | 89 | 10.3
2016-05-09 05:00 | 6:00 | 11.7 | 83 | 9.8
2016-05-09 06:00 | 7:00 | 11 | 87 | 10.8
2016-05-09 07:00 | 8:00 | 11.1 | 86 | 9.3
2016-05-09 08:00 | 9:00 | 11 | 87 | 8.2
2016-05-09 09:00 | 10:00 | 11.1 | 83 | 11.8
2016-05-09 10:00 | 11:00 | 11.1 | 83 | 13.9
2016-05-09 11:00 | 12:00 | 10 | 93 | 8.2
2016-05-09 12:00 | 13:00 | 11 | 87 | 8.8
2016-05-09 13:00 | 14:00 | 10.6 | 92 | 8.2
2016-05-09 14:00 | 15:00 | 11 | 87 | 7.7
2016-05-09 15:00 | 16:00 | 12 | 94 | 7.7
2016-05-09 16:00 | 17:00 | 12.2 | 90 | 6.7
2016-05-09 17:00 | 18:00 | 12.2 | 83 | 7.2
2016-05-09 18:00 | 19:00 | 13.3 | 75 | 7.7
2016-05-09 19:00 | 20:00 | 13.3 | 75 | 6.2
2016-05-09 20:00 | 21:00 | 12.8 | 72 | 6.2
2016-05-09 21:00 | 22:00 | 12.2 | 80 | 5.7
2016-05-09 22:00 | 23:00 | 12.2 | 80 | 3.1
2016-05-09 23:00 | 24:00 | 15 | 87 | 4.6
2016-05-10 | 1:00 | 15 | 90 | 4.1
2016-05-10 01:00 | 2:00 | 15 | 90 | 4.1
2016-05-10 02:00 | 3:00 | 17.2 | 84 | 3.6
2016-05-10 03:00 | 4:00 | 17.2 | 84 | 4.1
2016-05-10 04:00 | 5:00 | 17.2 | 84 | 7.2
2016-05-10 05:00 | 6:00 | 17.8 | 87 | 6.2
2016-05-10 06:00 | 7:00 | 18.3 | 87 | 7.7
2016-05-10 07:00 | 8:00 | 18.3 | 87 | 7.7
2016-05-10 08:00 | 9:00 | 18.3 | 87 | 8.2
2016-05-10 09:00 | 10:00 | 18.9 | 87 | 9.3
2016-05-10 10:00 | 11:00 | 18.9 | 87 | 7.7
2016-05-10 11:00 | 12:00 | 22.8 | 66 | 10.3
2016-05-10 12:00 | 13:00 | 24.4 | 56 | 10.3
2016-05-10 13:00 | 14:00 | 24.4 | 56 | 9.3
2016-05-10 14:00 | 15:00 | 25.6 | 50 | 8.8
2016-05-10 15:00 | 16:00 | 26.1 | 42 | 7.7
2016-05-10 16:00 | 17:00 | 26.1 | 42 | 7.7
2016-05-10 17:00 | 18:00 | 23.9 | 54 | 7.7
2016-05-10 18:00 | 19:00 | 22 | 73 | 7.2
2016-05-10 19:00 | 20:00 | 20 | 78 | 6.2
2016-05-10 20:00 | 21:00 | 18.3 | 78 | 5.7
2016-05-10 21:00 | 22:00 | 18.3 | 78 | 5.7
2016-05-10 22:00 | 23:00 | 18.3 | 78 | 5.7
2016-05-10 23:00 | 24:00 | 18.3 | 78 | 4.6
2016-05-11 | 1:00 | 18.3 | 78 | 5.7
2016-05-11 01:00 | 2:00 | 18.3 | 78 | 4.1
2016-05-11 02:00 | 3:00 | 18.3 | 63 | 4.6
2016-05-11 03:00 | 4:00 | 17.2 | 56 | 5.2
2016-05-11 04:00 | 5:00 | 17.2 | 56 | 4.1
2016-05-11 05:00 | 6:00 | 17.2 | 44 | 4.6
2016-05-11 06:00 | 7:00 | 17.8 | 43 | 7.2
2016-05-11 07:00 | 8:00 | 17.8 | 43 | 6.2
2016-05-11 08:00 | 9:00 | 20.6 | 37 | 5.7
2016-05-11 09:00 | 10:00 | 21.7 | 31 | 2.6
2016-05-11 10:00 | 11:00 | 21.7 | 31 | 6.2
2016-05-11 11:00 | 12:00 | 24.4 | 18 | 5.7
2016-05-11 12:00 | 13:00 | 25.6 | 16 | 5.7
2016-05-11 13:00 | 14:00 | 25.6 | 16 | 5.7
2016-05-11 14:00 | 15:00 | 26.7 | 14 | 6.7
2016-05-11 15:00 | 16:00 | 26.1 | 14 | 7.2
2016-05-11 16:00 | 17:00 | 26.1 | 14 | 6.2
2016-05-11 17:00 | 18:00 | 25.6 | 15 | 6.7
2016-05-11 18:00 | 19:00 | 23.9 | 19 | 7.2
2016-05-11 19:00 | 20:00 | 23.9 | 19 | 5.7
2016-05-11 20:00 | 21:00 | 21.7 | 24 | 5.2
2016-05-11 21:00 | 22:00 | 21.1 | 26 | 3.6
2016-05-11 22:00 | 23:00 | 21.1 | 26 | 5.2
2016-05-11 23:00 | 24:00 | 18.9 | 33 | 4.6
2016-05-12 | 1:00 | 17.8 | 37 | 2.1
2016-05-12 01:00 | 2:00 | 17.8 | 37 | 5.2
2016-05-12 02:00 | 3:00 | 16.7 | 41 | 3.6
2016-05-12 03:00 | 4:00 | 16.7 | 39 | 4.1
2016-05-12 04:00 | 5:00 | 16.7 | 39 | 3.6
2016-05-12 05:00 | 6:00 | 19.4 | 33 | 4.6
2016-05-12 06:00 | 7:00 | 21.1 | 31 | 2.6
2016-05-12 07:00 | 8:00 | 21.1 | 31 | 3.1
2016-05-12 08:00 | 9:00 | 25 | 25 | 2.6
2016-05-12 09:00 | 10:00 | 22.8 | 33 | 2.6
2016-05-12 10:00 | 11:00 | 22.8 | 33 | 5.2
2016-05-12 11:00 | 12:00 | 23.9 | 34 | 5.7
2016-05-12 12:00 | 13:00 | 26.7 | 24 | 5.2
2016-05-12 13:00 | 14:00 | 26.7 | 24 | 4.6
2016-05-12 14:00 | 15:00 | 28.9 | 20 | 5.2
2016-05-12 15:00 | 16:00 | 27.2 | 25 | 6.7
2016-05-12 16:00 | 17:00 | 27.2 | 25 | 7.7
2016-05-12 17:00 | 18:00 | 24.4 | 37 | 6.7
2016-05-12 18:00 | 19:00 | 24.4 | 42 | 6.7
2016-05-12 19:00 | 20:00 | 24.4 | 42 | 5.7
2016-05-12 20:00 | 21:00 | 23.9 | 48 | 5.7
2016-05-12 21:00 | 22:00 | 23.3 | 52 | 5.2
2016-05-12 22:00 | 23:00 | 23.3 | 52 | 5.2
2016-05-12 23:00 | 24:00 | 11.1 | 74 | 4.1
2016-05-13 | 1:00 | 10.6 | 77 | 4.1
2016-05-13 01:00 | 2:00 | 10.6 | 77 | 3.6
2016-05-13 02:00 | 3:00 | 10 | 80 | 4.1
2016-05-13 03:00 | 4:00 | 10 | 77 | 3.6
2016-05-13 04:00 | 5:00 | 10 | 77 | 3.6
2016-05-13 05:00 | 6:00 | 10 | 74 | 3.1
2016-05-13 06:00 | 7:00 | 10.6 | 68 | 3.6
2016-05-13 07:00 | 8:00 | 10.6 | 68 | 2.6
2016-05-13 08:00 | 9:00 | 10 | 71 | 4.1
2016-05-13 09:00 | 10:00 | 10.6 | 71 | 5.7
2016-05-13 10:00 | 11:00 | 10.6 | 71 | 5.7
2016-05-13 11:00 | 12:00 | 10.6 | 71 | 7.7
2016-05-13 12:00 | 13:00 | 10 | 76 | 7.7
2016-05-13 13:00 | 14:00 | 9.4 | 74 | 5.7
2016-05-13 14:00 | 15:00 | 8.3 | 68 | 5.7
2016-05-13 15:00 | 16:00 | 8.9 | 66 | 7.2
2016-05-13 16:00 | 17:00 | 8.9 | 66 | 7.2
2016-05-13 17:00 | 18:00 | 8.3 | 65 | 7.2
2016-05-13 18:00 | 19:00 | 7.8 | 68 | 5.7
2016-05-13 19:00 | 20:00 | 7.8 | 68 | 5.7
2016-05-13 20:00 | 21:00 | 7.8 | 71 | 6.2
2016-05-13 21:00 | 22:00 | 8.3 | 71 | 6.2
2016-05-13 22:00 | 23:00 | 8.3 | 71 | 4.6
2016-05-13 23:00 | 24:00 | 8.3 | 76 | 6.2
2016-05-14 | 1:00 | 7.8 | 79 | 6.2
2016-05-14 01:00 | 2:00 | 7.8 | 79 | 4.6
2016-05-14 02:00 | 3:00 | 7.8 | 82 | 5.7
2016-05-14 03:00 | 4:00 | 8 | 81 | 5.2
2016-05-14 04:00 | 5:00 | 7.8 | 82 | 4.1
2016-05-14 05:00 | 6:00 | 8.9 | 83 | 5.2
2016-05-14 06:00 | 7:00 | 9.4 | 80 | 5.7
2016-05-14 07:00 | 8:00 | 9.4 | 80 | 7.7
2016-05-14 08:00 | 9:00 | 10.6 | 79 | 7.7
2016-05-14 09:00 | 10:00 | 12.2 | 74 | 7.7
2016-05-14 10:00 | 11:00 | 12.2 | 74 | 9.3
2016-05-14 11:00 | 12:00 | 12.8 | 72 | 9.8
2016-05-14 12:00 | 13:00 | 12.8 | 74 | 9.8
2016-05-14 13:00 | 14:00 | 12.8 | 74 | 8.2
2016-05-14 14:00 | 15:00 | 14.4 | 72 | 7.7
2016-05-14 15:00 | 16:00 | 14.4 | 72 | 8.2
2016-05-14 16:00 | 17:00 | 14.4 | 72 | 8.2
2016-05-14 17:00 | 18:00 | 14.4 | 75 | 8.2
2016-05-14 18:00 | 19:00 | 17.2 | 56 | 9.3
2016-05-14 19:00 | 20:00 | 17.2 | 56 | 9.3
2016-05-14 20:00 | 21:00 | 14.4 | 81 | 9.3
2016-05-14 21:00 | 22:00 | 14 | 82 | 10.3
2016-05-14 22:00 | 23:00 | 14.4 | 81 | 9.8
2016-05-14 23:00 | 24:00 | 14 | 88 | 10.3
2016-05-15 | 1:00 | 15 | 82 | 10.8
2016-05-15 01:00 | 2:00 | 15 | 81 | 10.8
2016-05-15 02:00 | 3:00 | 15 | 88 | 11.8
2016-05-15 03:00 | 4:00 | 15 | 90 | 10.8
2016-05-15 04:00 | 5:00 | 15 | 90 | 9.8
2016-05-15 05:00 | 6:00 | 14 | 94 | 10.3
2016-05-15 06:00 | 7:00 | 16.1 | 87 | 9.3
2016-05-15 07:00 | 8:00 | 16.1 | 87 | 8.2
2016-05-15 08:00 | 9:00 | 16.1 | 81 | 9.3
2016-05-15 09:00 | 10:00 | 17.8 | 73 | 7.7
2016-05-15 10:00 | 11:00 | 17.8 | 73 | 9.3
2016-05-15 11:00 | 12:00 | 23.3 | 62 | 10.3
2016-05-15 12:00 | 13:00 | 23.3 | 64 | 10.8
2016-05-15 13:00 | 14:00 | 23.3 | 64 | 9.8
2016-05-15 14:00 | 15:00 | 22 | 69 | 8.8
2016-05-15 15:00 | 16:00 | 22.2 | 68 | 9.3
2016-05-15 16:00 | 17:00 | 22.2 | 68 | 8.8
2016-05-15 17:00 | 18:00 | 21 | 73 | 9.3
2016-05-15 18:00 | 19:00 | 19.4 | 76 | 7.7
2016-05-15 19:00 | 20:00 | 19.4 | 76 | 7.7
2016-05-15 20:00 | 21:00 | 17.2 | 84 | 7.7
2016-05-15 21:00 | 22:00 | 17.2 | 87 | 8.2
2016-05-15 22:00 | 23:00 | 17.2 | 87 | 5.7
2016-05-15 23:00 | 24:00 | 17 | 82 | 6.7
2016-05-16 | 1:00 | 17.2 | 84 | 8.2
2016-05-16 01:00 | 2:00 | 17.2 | 84 | 7.7
2016-05-16 02:00 | 3:00 | 17 | 88 | 7.7
2016-05-16 03:00 | 4:00 | 17.2 | 87 | 6.2
2016-05-16 04:00 | 5:00 | 17.2 | 87 | 6.2
2016-05-16 05:00 | 6:00 | 16 | 88 | 5.7
2016-05-16 06:00 | 7:00 | 18.3 | 81 | 6.7
2016-05-16 07:00 | 8:00 | 18.3 | 81 | 7.7
2016-05-16 08:00 | 9:00 | 20.6 | 70 | 7.7
2016-05-16 09:00 | 10:00 | 21 | 64 | 7.7
2016-05-16 10:00 | 11:00 | 21.7 | 66 | 7.7
2016-05-16 11:00 | 12:00 | 21.7 | 66 | 8.8
2016-05-16 12:00 | 13:00 | 21.1 | 71 | 10.3
2016-05-16 13:00 | 14:00 | 21.1 | 71 | 12.9
2016-05-16 14:00 | 15:00 | 17 | 100 | 12.4
2016-05-16 15:00 | 16:00 | 17.8 | 90 | 6.7
2016-05-16 16:00 | 17:00 | 17.8 | 90 | 8.2
2016-05-16 17:00 | 18:00 | 18 | 88 | 9.3
2016-05-16 18:00 | 19:00 | 17 | 94 | 7.7
2016-05-16 19:00 | 20:00 | 17.2 | 93 | 6.2
2016-05-16 20:00 | 21:00 | 17.2 | 93 | 6.7
2016-05-16 21:00 | 22:00 | 17 | 94 | 3.6
2016-05-16 22:00 | 23:00 | 17.2 | 97 | 4.6
2016-05-16 23:00 | 24:00 | 17 | 94 | 3.6
2016-05-17 | 1:00 | 16.7 | 96 | 3.6
2016-05-17 01:00 | 2:00 | 16.7 | 96 | 3.1
2016-05-17 02:00 | 3:00 | 17.2 | 93 | 4.1
2016-05-17 03:00 | 4:00 | 17.2 | 93 | 3.6
2016-05-17 04:00 | 5:00 | 17.2 | 93 | 3.1
2016-05-17 05:00 | 6:00 | 17 | 94 | 3.6
2016-05-17 06:00 | 7:00 | 17 | 100 | 2.6
2016-05-17 07:00 | 8:00 | 17.2 | 97 | 2.6
2016-05-17 08:00 | 9:00 | 17 | 100 | 2.6
2016-05-17 09:00 | 10:00 | 17 | 82 | 3.1
2016-05-17 10:00 | 11:00 | 18.3 | 78 | 2.6
2016-05-17 11:00 | 12:00 | 20.6 | 51 | 2.6
2016-05-17 12:00 | 13:00 | 22.2 | 44 | 6.2
2016-05-17 13:00 | 14:00 | 22.2 | 44 | 6.2
2016-05-17 14:00 | 15:00 | 23.3 | 26 | 5.7
2016-05-17 15:00 | 16:00 | 23.3 | 27 | 4.1
2016-05-17 16:00 | 17:00 | 23.3 | 27 | 4.6
2016-05-17 17:00 | 18:00 | 21.7 | 31 | 6.2
2016-05-17 18:00 | 19:00 | 20 | 36 | 6.2
2016-05-17 19:00 | 20:00 | 20 | 36 | 5.2
2016-05-17 20:00 | 21:00 | 17.2 | 35 | 2.6
2016-05-17 21:00 | 22:00 | 16.1 | 36 | 3.6
2016-05-17 22:00 | 23:00 | 16.1 | 36 | 1
2016-05-17 23:00 | 24:00 | 14.4 | 42 | 1
2016-05-18 | 1:00 | 13.3 | 45 | 1
2016-05-18 01:00 | 2:00 | 13.3 | 45 | 1.5
2016-05-18 02:00 | 3:00 | 12.2 | 50 | 2.6
2016-05-18 03:00 | 4:00 | 11.7 | 52 | 3.1
2016-05-18 04:00 | 5:00 | 11.7 | 52 | 2.6
2016-05-18 05:00 | 6:00 | 11.7 | 56 | 4.1
2016-05-18 06:00 | 7:00 | 12.8 | 57 | 2.6
2016-05-18 07:00 | 8:00 | 12.8 | 57 | 1.5
2016-05-18 08:00 | 9:00 | 16.7 | 52 | 2.6
2016-05-18 09:00 | 10:00 | 16.7 | 56 | 3.1
2016-05-18 10:00 | 11:00 | 16.7 | 56 | 3.1
2016-05-18 11:00 | 12:00 | 16.1 | 56 | 3.1
2016-05-18 12:00 | 13:00 | 16.7 | 53 | 3.6
2016-05-18 13:00 | 14:00 | 16.7 | 53 | 3.6
2016-05-18 14:00 | 15:00 | 15.6 | 55 | 5.2
2016-05-18 15:00 | 16:00 | 14.4 | 53 | 4.6
2016-05-18 16:00 | 17:00 | 14.4 | 53 | 3.6
2016-05-18 17:00 | 18:00 | 14.4 | 55 | 3.1
2016-05-18 18:00 | 19:00 | 13.3 | 64 | 2.6
2016-05-18 19:00 | 20:00 | 13.3 | 64 | 1.5
2016-05-18 20:00 | 21:00 | 13.9 | 59 | 1
2016-05-18 21:00 | 22:00 | 16.1 | 41 | 1.5
2016-05-18 22:00 | 23:00 | 16.1 | 41 | 1
2016-05-18 23:00 | 24:00 | 14.4 | 34 | 1
2016-05-19 | 1:00 | 13.9 | 37 | 3.6
2016-05-19 01:00 | 2:00 | 13.9 | 37 | 3.1
2016-05-19 02:00 | 3:00 | 12.2 | 41 | 2.6
2016-05-19 03:00 | 4:00 | 11.1 | 48 | 1.5
2016-05-19 04:00 | 5:00 | 11.1 | 48 | 3.6
2016-05-19 05:00 | 6:00 | 12.2 | 43 | 2.6
2016-05-19 06:00 | 7:00 | 13.3 | 42 | 3.6
2016-05-19 07:00 | 8:00 | 13.3 | 42 | 3.1
2016-05-19 08:00 | 9:00 | 16.7 | 38 | 3.1
2016-05-19 09:00 | 10:00 | 17.2 | 35 | 3.1
2016-05-19 10:00 | 11:00 | 17.2 | 35 | 3.1
2016-05-19 11:00 | 12:00 | 17.8 | 31 | 4.6
2016-05-19 12:00 | 13:00 | 18.9 | 28 | 4.6
2016-05-19 13:00 | 14:00 | 18.9 | 28 | 5.7
2016-05-19 14:00 | 15:00 | 15 | 55 | 6.2
2016-05-19 15:00 | 16:00 | 16.1 | 48 | 5.7
2016-05-19 16:00 | 17:00 | 16.1 | 48 | 5.2
2016-05-19 17:00 | 18:00 | 15 | 51 | 3.6
2016-05-19 18:00 | 19:00 | 13.9 | 59 | 4.1
2016-05-19 19:00 | 20:00 | 13.9 | 59 | 4.1
2016-05-19 20:00 | 21:00 | 11.7 | 77 | 3.6
2016-05-19 21:00 | 22:00 | 11.7 | 77 | 2.6
2016-05-19 22:00 | 23:00 | 11.7 | 77 | 4.6
2016-05-19 23:00 | 24:00 | 12.2 | 74 | 3.6
2016-05-20 | 1:00 | 12.2 | 74 | 4.6
2016-05-20 01:00 | 2:00 | 12.2 | 74 | 4.1
2016-05-20 02:00 | 3:00 | 11.7 | 74 | 3.1
2016-05-20 03:00 | 4:00 | 12.2 | 66 | 3.1
2016-05-20 04:00 | 5:00 | 12.2 | 66 | 3.1
2016-05-20 05:00 | 6:00 | 12.8 | 64 | 2.1
2016-05-20 06:00 | 7:00 | 15 | 53 | 1.5
2016-05-20 07:00 | 8:00 | 15 | 53 | 3.1
2016-05-20 08:00 | 9:00 | 18.9 | 38 | 2.6
2016-05-20 09:00 | 10:00 | 20 | 33 | 3.1
2016-05-20 10:00 | 11:00 | 20 | 33 | 5.2
2016-05-20 11:00 | 12:00 | 16.7 | 56 | 6.2
2016-05-20 12:00 | 13:00 | 17.8 | 52 | 8.2
2016-05-20 13:00 | 14:00 | 17.8 | 52 | 6.7
2016-05-20 14:00 | 15:00 | 17.2 | 54 | 5.2
2016-05-20 15:00 | 16:00 | 17.2 | 52 | 3.1
2016-05-20 16:00 | 17:00 | 17.2 | 52 | 6.2
2016-05-20 17:00 | 18:00 | 16.1 | 56 | 5.7
2016-05-20 18:00 | 19:00 | 15.6 | 60 | 5.7
2016-05-20 19:00 | 20:00 | 15.6 | 60 | 5.2
2016-05-20 20:00 | 21:00 | 15.6 | 60 | 4.6
2016-05-20 21:00 | 22:00 | 14.4 | 62 | 4.6
2016-05-20 22:00 | 23:00 | 14.4 | 62 | 4.1
2016-05-20 23:00 | 24:00 | 13.9 | 64 | 5.2
2016-05-21 | 1:00 | 12.8 | 72 | 5.7
2016-05-21 01:00 | 2:00 | 12.8 | 72 | 6.7
2016-05-21 02:00 | 3:00 | 12.2 | 71 | 6.2
2016-05-21 03:00 | 4:00 | 11.1 | 83 | 6.7
2016-05-21 04:00 | 5:00 | 11.1 | 83 | 4.6
2016-05-21 05:00 | 6:00 | 13.3 | 75 | 6.7
2016-05-21 06:00 | 7:00 | 15 | 69 | 4.6
2016-05-21 07:00 | 8:00 | 15 | 69 | 7.7
2016-05-21 08:00 | 9:00 | 16.1 | 67 | 8.8
2016-05-21 09:00 | 10:00 | 16.1 | 70 | 8.2
2016-05-21 10:00 | 11:00 | 16.1 | 70 | 11.3
2016-05-21 11:00 | 12:00 | 16.7 | 67 | 11.3
2016-05-21 12:00 | 13:00 | 18.3 | 61 | 9.3
2016-05-21 13:00 | 14:00 | 18.3 | 61 | 10.3
2016-05-21 14:00 | 15:00 | 16.1 | 70 | 9.8
2016-05-21 15:00 | 16:00 | 15.6 | 72 | 10.8
2016-05-21 16:00 | 17:00 | 15.6 | 72 | 8.8
2016-05-21 17:00 | 18:00 | 15.6 | 67 | 8.8
2016-05-21 18:00 | 19:00 | 15 | 72 | 5.7
2016-05-21 19:00 | 20:00 | 15 | 72 | 3.6
2016-05-21 20:00 | 21:00 | 13.9 | 83 | 4.6
2016-05-21 21:00 | 22:00 | 13.3 | 87 | 4.6
2016-05-21 22:00 | 23:00 | 13.3 | 87 | 4.6
2016-05-21 23:00 | 24:00 | 13.3 | 80 | 4.6
2016-05-22 | 1:00 | 12.8 | 86 | 4.6
2016-05-22 01:00 | 2:00 | 12.8 | 86 | 5.2
2016-05-22 02:00 | 3:00 | 12.2 | 86 | 6.2
2016-05-22 03:00 | 4:00 | 11.7 | 89 | 6.2
2016-05-22 04:00 | 5:00 | 11.7 | 89 | 5.7
2016-05-22 05:00 | 6:00 | 11 | 94 | 6.2
2016-05-22 06:00 | 7:00 | 11 | 94 | 6.7
2016-05-22 07:00 | 8:00 | 10.6 | 100 | 6.2
2016-05-22 08:00 | 9:00 | 11.7 | 89 | 7.2
2016-05-22 09:00 | 10:00 | 13 | 82 | 8.2
2016-05-22 10:00 | 11:00 | 13.3 | 84 | 6.2
2016-05-22 11:00 | 12:00 | 13.9 | 80 | 9.3
2016-05-22 12:00 | 13:00 | 12.8 | 86 | 10.3
2016-05-22 13:00 | 14:00 | 12.8 | 86 | 7.7
2016-05-22 14:00 | 15:00 | 12 | 94 | 9.8
2016-05-22 15:00 | 16:00 | 14.4 | 87 | 8.8
2016-05-22 16:00 | 17:00 | 14.4 | 87 | 6.7
2016-05-22 17:00 | 18:00 | 13.9 | 83 | 6.2
2016-05-22 18:00 | 19:00 | 13.9 | 83 | 5.7
2016-05-22 19:00 | 20:00 | 13.9 | 83 | 5.2
2016-05-22 20:00 | 21:00 | 13 | 94 | 4.1
2016-05-22 21:00 | 22:00 | 12.2 | 90 | 4.1
2016-05-22 22:00 | 23:00 | 12.2 | 90 | 3.1
2016-05-22 23:00 | 24:00 | 12 | 94 | 2.6
2016-05-23 | 1:00 | 13 | 88 | 1
2016-05-23 01:00 | 2:00 | 12.8 | 93 | 3.1
2016-05-23 02:00 | 3:00 | 12.2 | 93 | 3.1
2016-05-23 03:00 | 4:00 | 12 | 100 | 2.6
2016-05-23 04:00 | 5:00 | 12.2 | 97 | 3.1
2016-05-23 05:00 | 6:00 | 12 | 94 | 2.6
2016-05-23 06:00 | 7:00 | 12 | 100 | 3.6
2016-05-23 07:00 | 8:00 | 12.2 | 93 | 5.2
2016-05-23 08:00 | 9:00 | 12 | 94 | 5.7
2016-05-23 09:00 | 10:00 | 12.2 | 86 | 3.6
2016-05-23 10:00 | 11:00 | 12.2 | 86 | 3.6
2016-05-23 11:00 | 12:00 | 13.3 | 80 | 5.2
2016-05-23 12:00 | 13:00 | 13.3 | 80 | 3.1
2016-05-23 13:00 | 14:00 | 13.3 | 80 | 5.2
2016-05-23 14:00 | 15:00 | 12.2 | 80 | 2.6
2016-05-23 15:00 | 16:00 | 12.2 | 77 | 5.7
2016-05-23 16:00 | 17:00 | 12.2 | 77 | 5.7
2016-05-23 17:00 | 18:00 | 12 | 82 | 7.2
2016-05-23 18:00 | 19:00 | 11.7 | 83 | 6.7
2016-05-23 19:00 | 20:00 | 11.7 | 83 | 5.2
2016-05-23 20:00 | 21:00 | 11 | 87 | 5.7
2016-05-23 21:00 | 22:00 | 11 | 87 | 5.7
2016-05-23 22:00 | 23:00 | 11.1 | 86 | 5.2
2016-05-23 23:00 | 24:00 | 11 | 87 | 4.1
2016-05-24 | 1:00 | 11.1 | 86 | 3.1
2016-05-24 01:00 | 2:00 | 11.1 | 86 | 2.6
2016-05-24 02:00 | 3:00 | 11 | 87 | 4.1
2016-05-24 03:00 | 4:00 | 11.7 | 86 | 2.1
2016-05-24 04:00 | 5:00 | 11.7 | 86 | 4.1
2016-05-24 05:00 | 6:00 | 11.7 | 83 | 3.6
2016-05-24 06:00 | 7:00 | 12.2 | 77 | 4.6
2016-05-24 07:00 | 8:00 | 12.2 | 77 | 5.7
2016-05-24 08:00 | 9:00 | 13.9 | 67 | 5.7
2016-05-24 09:00 | 10:00 | 13.9 | 69 | 7.2
2016-05-24 10:00 | 11:00 | 13.9 | 69 | 6.7
2016-05-24 11:00 | 12:00 | 15 | 55 | 7.2
2016-05-24 12:00 | 13:00 | 15.6 | 57 | 7.2
2016-05-24 13:00 | 14:00 | 15.6 | 57 | 8.2
2016-05-24 14:00 | 15:00 | 13.9 | 69 | 6.2
2016-05-24 15:00 | 16:00 | 14.4 | 67 | 6.2
2016-05-24 16:00 | 17:00 | 14.4 | 67 | 5.2
2016-05-24 17:00 | 18:00 | 12.8 | 72 | 3.6
2016-05-24 18:00 | 19:00 | 12.8 | 74 | 4.6
2016-05-24 19:00 | 20:00 | 12.8 | 74 | 3.6
2016-05-24 20:00 | 21:00 | 11.7 | 86 | 3.1
2016-05-24 21:00 | 22:00 | 11.7 | 89 | 4.1
2016-05-24 22:00 | 23:00 | 11.7 | 89 | 4.1
2016-05-24 23:00 | 24:00 | 11.7 | 89 | 5.2
2016-05-25 | 1:00 | 11.7 | 89 | 4.6
2016-05-25 01:00 | 2:00 | 11.7 | 89 | 6.2
2016-05-25 02:00 | 3:00 | 11 | 87 | 6.2
2016-05-25 03:00 | 4:00 | 11 | 94 | 6.2
2016-05-25 04:00 | 5:00 | 11.7 | 89 | 7.2
2016-05-25 05:00 | 6:00 | 11.7 | 93 | 7.2
2016-05-25 06:00 | 7:00 | 12 | 94 | 8.2
2016-05-25 07:00 | 8:00 | 12.2 | 90 | 7.7
2016-05-25 08:00 | 9:00 | 13.3 | 80 | 9.3
2016-05-25 09:00 | 10:00 | 13.9 | 77 | 10.3
2016-05-25 10:00 | 11:00 | 13.9 | 77 | 8.8
2016-05-25 11:00 | 12:00 | 16 | 72 | 7.7
2016-05-25 12:00 | 13:00 | 15.6 | 72 | 7.7
2016-05-25 13:00 | 14:00 | 15.6 | 72 | 7.2
2016-05-25 14:00 | 15:00 | 16.1 | 67 | 7.2
2016-05-25 15:00 | 16:00 | 16.7 | 65 | 7.7
2016-05-25 16:00 | 17:00 | 16.7 | 65 | 7.7
2016-05-25 17:00 | 18:00 | 16.1 | 75 | 7.7
2016-05-25 18:00 | 19:00 | 17.8 | 67 | 6.7
2016-05-25 19:00 | 20:00 | 17.8 | 67 | 5.2
2016-05-25 20:00 | 21:00 | 15.6 | 78 | 6.2
2016-05-25 21:00 | 22:00 | 14.4 | 84 | 6.2
2016-05-25 22:00 | 23:00 | 14.4 | 84 | 4.1
2016-05-25 23:00 | 24:00 | 13.3 | 87 | 4.6
2016-05-26 | 1:00 | 13.3 | 84 | 2.6
2016-05-26 01:00 | 2:00 | 13.3 | 84 | 4.1
2016-05-26 02:00 | 3:00 | 13.3 | 84 | 4.6
2016-05-26 03:00 | 4:00 | 12.8 | 86 | 5.7
2016-05-26 04:00 | 5:00 | 12.8 | 86 | 5.2
2016-05-26 05:00 | 6:00 | 17.2 | 63 | 3.6
2016-05-26 06:00 | 7:00 | 17.2 | 67 | 6.2
2016-05-26 07:00 | 8:00 | 17.2 | 67 | 4.1
2016-05-26 08:00 | 9:00 | 17.2 | 72 | 4.6
2016-05-26 09:00 | 10:00 | 20 | 61 | 5.7
2016-05-26 10:00 | 11:00 | 20 | 61 | 7.2
2016-05-26 11:00 | 12:00 | 24.4 | 43 | 7.2
2016-05-26 12:00 | 13:00 | 22.8 | 53 | 3.1
2016-05-26 13:00 | 14:00 | 22.8 | 53 | 5.2
2016-05-26 14:00 | 15:00 | 25.6 | 40 | 5.7
2016-05-26 15:00 | 16:00 | 26.1 | 39 | 5.2
2016-05-26 16:00 | 17:00 | 26.1 | 39 | 5.2
2016-05-26 17:00 | 18:00 | 25 | 47 | 4.6
2016-05-26 18:00 | 19:00 | 23.9 | 54 | 4.1
2016-05-26 19:00 | 20:00 | 23.9 | 54 | 3.6
2016-05-26 20:00 | 21:00 | 22.8 | 57 | 4.6
2016-05-26 21:00 | 22:00 | 22.2 | 57 | 4.1
2016-05-26 22:00 | 23:00 | 22.2 | 57 | 3.6
2016-05-26 23:00 | 24:00 | 23.3 | 48 | 5.2
2016-05-27 | 1:00 | 22.8 | 50 | 3.6
2016-05-27 01:00 | 2:00 | 22.8 | 50 | 4.1
2016-05-27 02:00 | 3:00 | 19.4 | 63 | 3.6
2016-05-27 03:00 | 4:00 | 18.3 | 70 | 4.1
2016-05-27 04:00 | 5:00 | 18.3 | 70 | 3.1
2016-05-27 05:00 | 6:00 | 17.8 | 75 | 3.1
2016-05-27 06:00 | 7:00 | 21.7 | 57 | 2.6
2016-05-27 07:00 | 8:00 | 21.7 | 57 | 2.6
2016-05-27 08:00 | 9:00 | 16 | 82 | 4.1
2016-05-27 09:00 | 10:00 | 13.3 | 90 | 4.6
2016-05-27 10:00 | 11:00 | 13.3 | 90 | 3.6
2016-05-27 11:00 | 12:00 | 13.3 | 87 | 4.1
2016-05-27 12:00 | 13:00 | 13 | 88 | 4.1
2016-05-27 13:00 | 14:00 | 12.8 | 83 | 3.6
2016-05-27 14:00 | 15:00 | 12.8 | 77 | 4.1
2016-05-27 15:00 | 16:00 | 12 | 76 | 4.6
2016-05-27 16:00 | 17:00 | 11.7 | 80 | 4.1
2016-05-27 17:00 | 18:00 | 11 | 87 | 3.6
2016-05-27 18:00 | 19:00 | 10.6 | 89 | 4.1
2016-05-27 19:00 | 20:00 | 10.6 | 89 | 3.1
2016-05-27 20:00 | 21:00 | 10 | 89 | 3.1
2016-05-27 21:00 | 22:00 | 10 | 87 | 2.1
2016-05-27 22:00 | 23:00 | 10 | 89 | 1.5
2016-05-27 23:00 | 24:00 | 10 | 89 | 0
2016-05-28 | 1:00 | 10 | 89 | 0
2016-05-28 01:00 | 2:00 | 10 | 89 | 0
2016-05-28 02:00 | 3:00 | 10 | 87 | 2.1
2016-05-28 03:00 | 4:00 | 10 | 87 | 2.6
2016-05-28 04:00 | 5:00 | 10 | 89 | 1
2016-05-28 05:00 | 6:00 | 10 | 93 | 2.6
2016-05-28 06:00 | 7:00 | 10 | 93 | 4.1
2016-05-28 07:00 | 8:00 | 10 | 93 | 2.6
2016-05-28 08:00 | 9:00 | 10 | 93 | 3.1
2016-05-28 09:00 | 10:00 | 10 | 93 | 3.6
2016-05-28 10:00 | 11:00 | 10 | 89 | 3.6
2016-05-28 11:00 | 12:00 | 10 | 87 | 5.2
2016-05-28 12:00 | 13:00 | 9.4 | 86 | 6.7
2016-05-28 13:00 | 14:00 | 9.4 | 86 | 6.7
2016-05-28 14:00 | 15:00 | 8.9 | 89 | 4.6
2016-05-28 15:00 | 16:00 | 8.9 | 83 | 6.7
2016-05-28 16:00 | 17:00 | 8.9 | 83 | 6.2
2016-05-28 17:00 | 18:00 | 8.3 | 86 | 6.2
2016-05-28 18:00 | 19:00 | 8.3 | 83 | 6.2
2016-05-28 19:00 | 20:00 | 8.3 | 83 | 5.2
2016-05-28 20:00 | 21:00 | 8 | 76 | 5.2
2016-05-28 21:00 | 22:00 | 7.8 | 76 | 5.7
2016-05-28 22:00 | 23:00 | 7.8 | 76 | 4.1
2016-05-28 23:00 | 24:00 | 6.7 | 85 | 3.6
2016-05-29 | 1:00 | 6.7 | 82 | 6.2
2016-05-29 01:00 | 2:00 | 6.7 | 82 | 5.7
2016-05-29 02:00 | 3:00 | 6.7 | 85 | 5.2
2016-05-29 03:00 | 4:00 | 6.7 | 85 | 4.1
2016-05-29 04:00 | 5:00 | 6.7 | 85 | 4.1
2016-05-29 05:00 | 6:00 | 8.9 | 77 | 5.7
2016-05-29 06:00 | 7:00 | 11.7 | 63 | 5.7
2016-05-29 07:00 | 8:00 | 11.7 | 63 | 6.2
2016-05-29 08:00 | 9:00 | 13.9 | 59 | 6.2
2016-05-29 09:00 | 10:00 | 14.4 | 53 | 6.2
2016-05-29 10:00 | 11:00 | 14.4 | 53 | 7.7
2016-05-29 11:00 | 12:00 | 13.9 | 67 | 7.2
2016-05-29 12:00 | 13:00 | 13.3 | 69 | 5.7
2016-05-29 13:00 | 14:00 | 13.3 | 69 | 8.2
2016-05-29 14:00 | 15:00 | 12.8 | 66 | 7.7
2016-05-29 15:00 | 16:00 | 12.8 | 59 | 7.7
2016-05-29 16:00 | 17:00 | 12.8 | 59 | 7.7
2016-05-29 17:00 | 18:00 | 12.2 | 43 | 7.2
2016-05-29 18:00 | 19:00 | 11.7 | 71 | 5.7
2016-05-29 19:00 | 20:00 | 11.7 | 71 | 5.2
2016-05-29 20:00 | 21:00 | 11.1 | 69 | 4.1
2016-05-29 21:00 | 22:00 | 11.1 | 69 | 4.1
2016-05-29 22:00 | 23:00 | 11.1 | 69 | 4.1
2016-05-29 23:00 | 24:00 | 10.6 | 77 | 4.1
2016-05-30 | 1:00 | 10 | 80 | 3.6
2016-05-30 01:00 | 2:00 | 10 | 80 | 4.6
2016-05-30 02:00 | 3:00 | 9.4 | 80 | 4.1
2016-05-30 03:00 | 4:00 | 8.9 | 83 | 3.6
2016-05-30 04:00 | 5:00 | 8.9 | 83 | 4.1
2016-05-30 05:00 | 6:00 | 10 | 80 | 3.6
2016-05-30 06:00 | 7:00 | 12.2 | 69 | 5.2
2016-05-30 07:00 | 8:00 | 12.2 | 69 | 3.6
2016-05-30 08:00 | 9:00 | 16.1 | 60 | 3.1
2016-05-30 09:00 | 10:00 | 16.7 | 60 | 4.6
2016-05-30 10:00 | 11:00 | 16.7 | 60 | 3.6
2016-05-30 11:00 | 12:00 | 17.2 | 63 | 5.7
2016-05-30 12:00 | 13:00 | 18.3 | 56 | 6.7
2016-05-30 13:00 | 14:00 | 18.3 | 56 | 6.7
2016-05-30 14:00 | 15:00 | 17.8 | 58 | 6.2
2016-05-30 15:00 | 16:00 | 16.1 | 62 | 6.2
2016-05-30 16:00 | 17:00 | 16.1 | 62 | 3.6
2016-05-30 17:00 | 18:00 | 14.4 | 81 | 4.1
2016-05-30 18:00 | 19:00 | 14.4 | 81 | 4.6
2016-05-30 19:00 | 20:00 | 14.4 | 81 | 3.1
2016-05-30 20:00 | 21:00 | 13 | 82 | 2.1
2016-05-30 21:00 | 22:00 | 12.8 | 80 | 2.1
2016-05-30 22:00 | 23:00 | 12.8 | 80 | 2.1
2016-05-30 23:00 | 24:00 | 12 | 82 | 0.5
2016-05-31 | 1:00 | 11 | 87 | 1.5
2016-05-31 01:00 | 2:00 | 11.1 | 86 | 2.6
2016-05-31 02:00 | 3:00 | 11 | 87 | 3.1
2016-05-31 03:00 | 4:00 | 11.7 | 86 | 3.6
2016-05-31 04:00 | 5:00 | 11.7 | 86 | 3.6
2016-05-31 05:00 | 6:00 | 12 | 82 | 3.1
2016-05-31 06:00 | 7:00 | 12 | 82 | 3.1
2016-05-31 07:00 | 8:00 | 12.2 | 80 | 3.6
2016-05-31 08:00 | 9:00 | 13.3 | 69 | 4.6
2016-05-31 09:00 | 10:00 | 13.9 | 64 | 6.2
2016-05-31 10:00 | 11:00 | 13.9 | 64 | 5.2
2016-05-31 11:00 | 12:00 | 14.4 | 72 | 6.7
2016-05-31 12:00 | 13:00 | 13.9 | 69 | 6.7
2016-05-31 13:00 | 14:00 | 13.9 | 69 | 4.1
2016-05-31 14:00 | 15:00 | 14.4 | 57 | 5.7
2016-05-31 15:00 | 16:00 | 14.4 | 57 | 6.2
2016-05-31 16:00 | 17:00 | 14.4 | 57 | 6.2
2016-05-31 17:00 | 18:00 | 12.2 | 74 | 6.2
2016-05-31 18:00 | 19:00 | 11.9 | 71 | 5.7
2016-05-31 19:00 | 20:00 | 12.1 | 66 | 4.1
2016-05-31 20:00 | 21:00 | 12.1 | 59 | 4.1
2016-05-31 21:00 | 22:00 | 12.8 | 63 | 4.8
2016-05-31 22:00 | 23:00 | 13.5 | 69 | 5.6
2016-05-31 23:00 | 24:00 | 13.9 | 77 | 6.3
2017-06-01 | 1:00 | 14.5 | 90 | 7.1
2017-06-01 01:00 | 2:00 | 14.2 | 91 | 7.8
2017-06-01 02:00 | 3:00 | 14.2 | 92 | 8.6
2017-06-01 03:00 | 4:00 | 14.6 | 90 | 9.3
2017-06-01 04:00 | 5:00 | 15 | 89 | 8.2
2017-06-01 05:00 | 6:00 | 17 | 78 | 8.2
2017-06-01 06:00 | 7:00 | 15.6 | 86 | 7.7
2017-06-01 07:00 | 8:00 | 15.6 | 86 | 6.7
2017-06-01 08:00 | 9:00 | 21.7 | 55 | 7.2
2017-06-01 09:00 | 10:00 | 23.3 | 46 | 6.2
2017-06-01 10:00 | 11:00 | 23.3 | 46 | 6.7
2017-06-01 11:00 | 12:00 | 25 | 33 | 9.8
2017-06-01 12:00 | 13:00 | 25.6 | 31 | 7.7
2017-06-01 13:00 | 14:00 | 25.6 | 31 | 10.8
2017-06-01 14:00 | 15:00 | 24.4 | 40 | 9.8
2017-06-01 15:00 | 16:00 | 19.4 | 61 | 8.8
2017-06-01 16:00 | 17:00 | 21.1 | 61 | 8.8
2017-06-01 17:00 | 18:00 | 22.8 | 46 | 9.3
2017-06-01 18:00 | 19:00 | 21.7 | 53 | 7.7
2017-06-01 19:00 | 20:00 | 21.7 | 53 | 8.2
2017-06-01 20:00 | 21:00 | 20 | 53 | 7.2
2017-06-01 21:00 | 22:00 | 18.3 | 63 | 7.7
2017-06-01 22:00 | 23:00 | 18.3 | 63 | 6.2
2017-06-01 23:00 | 24:00 | 17.2 | 50 | 5.2
2017-06-02 | 1:00 | 16.7 | 41 | 5.2
2017-06-02 01:00 | 2:00 | 16.7 | 41 | 5.2
2017-06-02 02:00 | 3:00 | 14.4 | 46 | 5.2
2017-06-02 03:00 | 4:00 | 13.9 | 49 | 4.6
2017-06-02 04:00 | 5:00 | 13.9 | 49 | 7.7
2017-06-02 05:00 | 6:00 | 15 | 44 | 6.2
2017-06-02 06:00 | 7:00 | 16.1 | 44 | 5.2
2017-06-02 07:00 | 8:00 | 16.1 | 44 | 6.2
2017-06-02 08:00 | 9:00 | 18.3 | 41 | 5.7
2017-06-02 09:00 | 10:00 | 20 | 36 | 9.3
2017-06-02 10:00 | 11:00 | 20 | 36 | 10.3
2017-06-02 11:00 | 12:00 | 20 | 36 | 8.8
2017-06-02 12:00 | 13:00 | 21.1 | 35 | 9.3
2017-06-02 13:00 | 14:00 | 21.1 | 35 | 5.7
2017-06-02 14:00 | 15:00 | 21.1 | 31 | 10.3
2017-06-02 15:00 | 16:00 | 21.1 | 31 | 9.8
2017-06-02 16:00 | 17:00 | 21.1 | 32 | 9.3
2017-06-02 17:00 | 18:00 | 17.2 | 63 | 9.8
2017-06-02 18:00 | 19:00 | 17.2 | 60 | 7.7
2017-06-02 19:00 | 20:00 | 17.2 | 63 | 7.7
2017-06-02 20:00 | 21:00 | 17.8 | 50 | 4.1
2017-06-02 21:00 | 22:00 | 16.1 | 56 | 3.1
2017-06-02 22:00 | 23:00 | 16.1 | 56 | 4.6
2017-06-02 23:00 | 24:00 | 13.9 | 63 | 4.1
2017-06-03 | 1:00 | 13.3 | 67 | 3.6
2017-06-03 01:00 | 2:00 | 13.3 | 67 | 4.1
2017-06-03 02:00 | 3:00 | 12.8 | 66 | 5.2
2017-06-03 03:00 | 4:00 | 11.1 | 77 | 4.6
2017-06-03 04:00 | 5:00 | 11.1 | 77 | 5.7
2017-06-03 05:00 | 6:00 | 12.8 | 69 | 5.7
2017-06-03 06:00 | 7:00 | 13.9 | 62 | 6.2
2017-06-03 07:00 | 8:00 | 13.9 | 62 | 4.6
2017-06-03 08:00 | 9:00 | 17.8 | 46 | 7.2
2017-06-03 09:00 | 10:00 | 18.3 | 45 | 7.2
2017-06-03 10:00 | 11:00 | 18.3 | 45 | 6.2
2017-06-03 11:00 | 12:00 | 16.1 | 60 | 5.2
2017-06-03 12:00 | 13:00 | 17.8 | 52 | 5.7
2017-06-03 13:00 | 14:00 | 17.8 | 52 | 8.2
2017-06-03 14:00 | 15:00 | 19.4 | 45 | 6.2
2017-06-03 15:00 | 16:00 | 20 | 43 | 5.7
2017-06-03 16:00 | 17:00 | 20 | 43 | 5.7
2017-06-03 17:00 | 18:00 | 18.9 | 47 | 7.2
2017-06-03 18:00 | 19:00 | 17.2 | 56 | 3.6
2017-06-03 19:00 | 20:00 | 17.2 | 56 | 4.1
2017-06-03 20:00 | 21:00 | 16.7 | 58 | 3.1
2017-06-03 21:00 | 22:00 | 15.6 | 60 | 4.6
2017-06-03 22:00 | 23:00 | 15.6 | 60 | 4.6
2017-06-03 23:00 | 24:00 | 14.4 | 65 | 2.6
2017-06-04 | 1:00 | 13.3 | 69 | 2.1
2017-06-04 01:00 | 2:00 | 13.3 | 69 | 2.1
2017-06-04 02:00 | 3:00 | 13.3 | 69 | 1.5
2017-06-04 03:00 | 4:00 | 12.8 | 72 | 1.5
2017-06-04 04:00 | 5:00 | 12.8 | 72 | 2.1
2017-06-04 05:00 | 6:00 | 14.4 | 70 | 0
2017-06-04 06:00 | 7:00 | 16.1 | 64 | 2.6
2017-06-04 07:00 | 8:00 | 16.1 | 64 | 2.6
2017-06-04 08:00 | 9:00 | 18.9 | 56 | 4.6
2017-06-04 09:00 | 10:00 | 18.3 | 61 | 5.7
2017-06-04 10:00 | 11:00 | 18.3 | 61 | 6.7
2017-06-04 11:00 | 12:00 | 20 | 57 | 7.2
2017-06-04 12:00 | 13:00 | 18.9 | 59 | 7.2
2017-06-04 13:00 | 14:00 | 18.9 | 59 | 9.3
2017-06-04 14:00 | 15:00 | 18.3 | 68 | 8.2
2017-06-04 15:00 | 16:00 | 20.6 | 53 | 8.2
2017-06-04 16:00 | 17:00 | 20.6 | 53 | 7.7
2017-06-04 17:00 | 18:00 | 17.8 | 75 | 6.7
2017-06-04 18:00 | 19:00 | 16.1 | 87 | 7.2
2017-06-04 19:00 | 20:00 | 16.1 | 87 | 7.2
2017-06-04 20:00 | 21:00 | 15 | 90 | 7.2
2017-06-04 21:00 | 22:00 | 13.9 | 93 | 5.2
2017-06-04 22:00 | 23:00 | 13.9 | 93 | 5.7
2017-06-04 23:00 | 24:00 | 13.9 | 93 | 3.6
2017-06-05 | 1:00 | 13.3 | 97 | 4.6
2017-06-05 01:00 | 2:00 | 13.3 | 97 | 6.7
2017-06-05 02:00 | 3:00 | 13.3 | 97 | 6.2
2017-06-05 03:00 | 4:00 | 13.3 | 93 | 6.2
2017-06-05 04:00 | 5:00 | 13.3 | 93 | 5.2
2017-06-05 05:00 | 6:00 | 12.2 | 97 | 5.2
2017-06-05 06:00 | 7:00 | 12.8 | 100 | 7.2
2017-06-05 07:00 | 8:00 | 12.2 | 100 | 8.2
2017-06-05 08:00 | 9:00 | 12.2 | 100 | 7.2
2017-06-05 09:00 | 10:00 | 12.2 | 100 | 7.7
2017-06-05 10:00 | 11:00 | 12.2 | 100 | 8.8
2017-06-05 11:00 | 12:00 | 12.8 | 96 | 8.2
2017-06-05 12:00 | 13:00 | 12.8 | 96 | 9.8
2017-06-05 13:00 | 14:00 | 12.8 | 96 | 6.7
2017-06-05 14:00 | 15:00 | 12.2 | 100 | 7.7
2017-06-05 15:00 | 16:00 | 12 | 100 | 6.2
2017-06-05 16:00 | 17:00 | 12.2 | 100 | 4.6
2017-06-05 17:00 | 18:00 | 11.7 | 100 | 5.1
2017-06-05 18:00 | 19:00 | 11.7 | 100 | 5.7
2017-06-05 19:00 | 20:00 | 11.7 | 100 | 6.2
2017-06-05 20:00 | 21:00 | 11.7 | 96 | 7.2
2017-06-05 21:00 | 22:00 | 11.1 | 100 | 7.2
2017-06-05 22:00 | 23:00 | 11.1 | 100 | 6.7
2017-06-05 23:00 | 24:00 | 11 | 100 | 7.7
2017-06-06 | 1:00 | 11.1 | 97 | 3.1
2017-06-06 01:00 | 2:00 | 11.1 | 97 | 5.7
2017-06-06 02:00 | 3:00 | 10 | 96 | 4.6
2017-06-06 03:00 | 4:00 | 10 | 96 | 2.6
2017-06-06 04:00 | 5:00 | 10 | 96 | 2.1
2017-06-06 05:00 | 6:00 | 10 | 96 | 4.1
2017-06-06 06:00 | 7:00 | 9.4 | 100 | 5.7
2017-06-06 07:00 | 8:00 | 9.4 | 100 | 4.1
2017-06-06 08:00 | 9:00 | 9.4 | 97 | 2.6
2017-06-06 09:00 | 10:00 | 8.9 | 100 | 6.2
2017-06-06 10:00 | 11:00 | 8.9 | 100 | 9.8
2017-06-06 11:00 | 12:00 | 8.9 | 100 | 7.2
2017-06-06 12:00 | 13:00 | 8.9 | 96 | 6.2
2017-06-06 13:00 | 14:00 | 8.3 | 100 | 6.7
2017-06-06 14:00 | 15:00 | 8.9 | 96 | 4.6
2017-06-06 15:00 | 16:00 | 9.4 | 93 | 3.1
2017-06-06 16:00 | 17:00 | 9.4 | 93 | 4.1
2017-06-06 17:00 | 18:00 | 9.4 | 93 | 3.6
2017-06-06 18:00 | 19:00 | 10 | 93 | 3.6
2017-06-06 19:00 | 20:00 | 10 | 96 | 3.1
2017-06-06 20:00 | 21:00 | 10 | 96 | 4.1
2017-06-06 21:00 | 22:00 | 9.4 | 100 | 4.6
2017-06-06 22:00 | 23:00 | 9.4 | 100 | 4.6
2017-06-06 23:00 | 24:00 | 10 | 96 | 3.6
2017-06-07 | 1:00 | 10 | 96 | 3.1
2017-06-07 01:00 | 2:00 | 10 | 96 | 4.1
2017-06-07 02:00 | 3:00 | 10 | 96 | 5.7
2017-06-07 03:00 | 4:00 | 10.6 | 96 | 5.1
2017-06-07 04:00 | 5:00 | 10.6 | 96 | 5.2
2017-06-07 05:00 | 6:00 | 11.1 | 93 | 5.7
2017-06-07 06:00 | 7:00 | 12.2 | 90 | 5.2
2017-06-07 07:00 | 8:00 | 12.2 | 90 | 5.2
2017-06-07 08:00 | 9:00 | 14.4 | 78 | 6.7
2017-06-07 09:00 | 10:00 | 15.6 | 72 | 7.7
2017-06-07 10:00 | 11:00 | 15.6 | 72 | 8.2
2017-06-07 11:00 | 12:00 | 15 | 75 | 7.2
2017-06-07 12:00 | 13:00 | 14.4 | 75 | 7.2
2017-06-07 13:00 | 14:00 | 14.4 | 75 | 7.2
2017-06-07 14:00 | 15:00 | 14.4 | 72 | 7.7
2017-06-07 15:00 | 16:00 | 15.6 | 62 | 6.2
2017-06-07 16:00 | 17:00 | 15.6 | 62 | 5.7
2017-06-07 17:00 | 18:00 | 16.7 | 58 | 4.1
2017-06-07 18:00 | 19:00 | 15 | 55 | 4.6
2017-06-07 19:00 | 20:00 | 15 | 55 | 2.6
2017-06-07 20:00 | 21:00 | 14.4 | 65 | 2.6
2017-06-07 21:00 | 22:00 | 13.9 | 69 | 2.6
2017-06-07 22:00 | 23:00 | 13.9 | 69 | 2.6
2017-06-07 23:00 | 24:00 | 13.3 | 69 | 2.1
2017-06-08 | 1:00 | 12.8 | 77 | 2.6
2017-06-08 01:00 | 2:00 | 12.8 | 77 | 3.1
2017-06-08 02:00 | 3:00 | 11.1 | 93 | 2.6
2017-06-08 03:00 | 4:00 | 11.1 | 89 | 2.6
2017-06-08 04:00 | 5:00 | 11.1 | 89 | 2.1
2017-06-08 05:00 | 6:00 | 13.9 | 80 | 1.5
2017-06-08 06:00 | 7:00 | 15 | 81 | 1.5
2017-06-08 07:00 | 8:00 | 15 | 81 | 3.1
2017-06-08 08:00 | 9:00 | 17.8 | 70 | 2.6
2017-06-08 09:00 | 10:00 | 20 | 55 | 3.6
2017-06-08 10:00 | 11:00 | 20 | 55 | 3.1
2017-06-08 11:00 | 12:00 | 20 | 57 | 4.6
2017-06-08 12:00 | 13:00 | 21.1 | 55 | 5.2
2017-06-08 13:00 | 14:00 | 21.1 | 55 | 5.2
2017-06-08 14:00 | 15:00 | 19.4 | 57 | 7.2
2017-06-08 15:00 | 16:00 | 19.4 | 59 | 8.2
2017-06-08 16:00 | 17:00 | 19.4 | 59 | 8.2
2017-06-08 17:00 | 18:00 | 17.8 | 60 | 5.7
2017-06-08 18:00 | 19:00 | 16.1 | 72 | 5.2
2017-06-08 19:00 | 20:00 | 16.1 | 72 | 6.7
2017-06-08 20:00 | 21:00 | 13.9 | 72 | 7.7
2017-06-08 21:00 | 22:00 | 13.9 | 72 | 5.7
2017-06-08 22:00 | 23:00 | 13.9 | 72 | 6.2
2017-06-08 23:00 | 24:00 | 13.3 | 90 | 5.7
2017-06-09 | 1:00 | 13.3 | 90 | 4.1
2017-06-09 01:00 | 2:00 | 13.3 | 90 | 4.1
2017-06-09 02:00 | 3:00 | 12.8 | 93 | 5.2
2017-06-09 03:00 | 4:00 | 14 | 88 | 5.2
2017-06-09 04:00 | 5:00 | 13.9 | 87 | 4.6
2017-06-09 05:00 | 6:00 | 13.3 | 87 | 5.2
2017-06-09 06:00 | 7:00 | 14.4 | 81 | 6.7
2017-06-09 07:00 | 8:00 | 14.4 | 81 | 6.7
2017-06-09 08:00 | 9:00 | 19.4 | 57 | 6.7
2017-06-09 09:00 | 10:00 | 21.7 | 44 | 5.2
2017-06-09 10:00 | 11:00 | 21.7 | 44 | 4.6
2017-06-09 11:00 | 12:00 | 21.1 | 47 | 5.2
2017-06-09 12:00 | 13:00 | 25 | 36 | 5.7
2017-06-09 13:00 | 14:00 | 25 | 36 | 7.2
2017-06-09 14:00 | 15:00 | 22.8 | 51 | 6.2
2017-06-09 15:00 | 16:00 | 20 | 61 | 6.2
2017-06-09 16:00 | 17:00 | 20.6 | 59 | 7.7
2017-06-09 17:00 | 18:00 | 23.9 | 46 | 6.7
2017-06-09 18:00 | 19:00 | 23.9 | 43 | 4.6
2017-06-09 19:00 | 20:00 | 23.9 | 43 | 4.6
2017-06-09 20:00 | 21:00 | 20.6 | 63 | 4.6
2017-06-09 21:00 | 22:00 | 20.6 | 57 | 3.1
2017-06-09 22:00 | 23:00 | 20.6 | 57 | 5.2
2017-06-09 23:00 | 24:00 | 21.1 | 44 | 5.2
2017-06-10 | 1:00 | 20.6 | 45 | 6.2
2017-06-10 01:00 | 2:00 | 20.6 | 45 | 5.2
2017-06-10 02:00 | 3:00 | 18.9 | 52 | 4.1
2017-06-10 03:00 | 4:00 | 18.3 | 56 | 4.6
2017-06-10 04:00 | 5:00 | 18.3 | 56 | 6.2
2017-06-10 05:00 | 6:00 | 19.4 | 54 | 4.6
2017-06-10 06:00 | 7:00 | 21.1 | 53 | 3.6
2017-06-10 07:00 | 8:00 | 21.1 | 53 | 4.6
2017-06-10 08:00 | 9:00 | 24.4 | 52 | 4.6
2017-06-10 09:00 | 10:00 | 26.1 | 44 | 4.6
2017-06-10 10:00 | 11:00 | 26.1 | 44 | 4.1
2017-06-10 11:00 | 12:00 | 22.8 | 55 | 4.1
2017-06-10 12:00 | 13:00 | 28.9 | 37 | 4.1
2017-06-10 13:00 | 14:00 | 28.9 | 37 | 3.1
2017-06-10 14:00 | 15:00 | 27.2 | 42 | 4.6
2017-06-10 15:00 | 16:00 | 26.7 | 44 | 4.1
2017-06-10 16:00 | 17:00 | 26.7 | 44 | 4.1
2017-06-10 17:00 | 18:00 | 25.6 | 45 | 3.1
2017-06-10 18:00 | 19:00 | 24.4 | 52 | 2.6
2017-06-10 19:00 | 20:00 | 24.4 | 52 | 5.2
2017-06-10 20:00 | 21:00 | 23.9 | 51 | 5.7
2017-06-10 21:00 | 22:00 | 23.3 | 53 | 4.1
2017-06-10 22:00 | 23:00 | 23.3 | 53 | 4.6
2017-06-10 23:00 | 24:00 | 21.1 | 63 | 3.6
2017-06-11 | 1:00 | 20.6 | 68 | 4.1
2017-06-11 01:00 | 2:00 | 20.6 | 68 | 5.7
2017-06-11 02:00 | 3:00 | 19.4 | 76 | 4.6
2017-06-11 03:00 | 4:00 | 19.4 | 76 | 6.7
2017-06-11 04:00 | 5:00 | 19.4 | 76 | 6.2
2017-06-11 05:00 | 6:00 | 21.7 | 68 | 6.2
2017-06-11 06:00 | 7:00 | 24.4 | 60 | 7.7
2017-06-11 07:00 | 8:00 | 24.4 | 60 | 7.7
2017-06-11 08:00 | 9:00 | 28.9 | 49 | 7.7
2017-06-11 09:00 | 10:00 | 30 | 40 | 0
2017-06-11 10:00 | 11:00 | 30 | 40 | 7.7
2017-06-11 11:00 | 12:00 | 30 | 43 | 6.7
2017-06-11 12:00 | 13:00 | 31.1 | 39 | 7.7
2017-06-11 13:00 | 14:00 | 31.1 | 39 | 8.8
2017-06-11 14:00 | 15:00 | 32.2 | 37 | 8.2
2017-06-11 15:00 | 16:00 | 32.8 | 32 | 9.8
2017-06-11 16:00 | 17:00 | 32.8 | 32 | 6.7
2017-06-11 17:00 | 18:00 | 31.1 | 39 | 8.2
2017-06-11 18:00 | 19:00 | 29.4 | 48 | 5.2
2017-06-11 19:00 | 20:00 | 29.4 | 48 | 4.1
2017-06-11 20:00 | 21:00 | 26.7 | 58 | 4.1
2017-06-11 21:00 | 22:00 | 26.1 | 60 | 4.6
2017-06-11 22:00 | 23:00 | 26.1 | 60 | 6.2
2017-06-11 23:00 | 24:00 | 25 | 64 | 4.6
2017-06-12 | 1:00 | 23.3 | 71 | 5.2
2017-06-12 01:00 | 2:00 | 23.3 | 71 | 3.1
2017-06-12 02:00 | 3:00 | 22.8 | 71 | 3.1
2017-06-12 03:00 | 4:00 | 23.9 | 64 | 3.6
2017-06-12 04:00 | 5:00 | 23.9 | 64 | 3.6
2017-06-12 05:00 | 6:00 | 25.6 | 56 | 3.1
2017-06-12 06:00 | 7:00 | 27.2 | 51 | 3.6
2017-06-12 07:00 | 8:00 | 27.2 | 51 | 3.1
2017-06-12 08:00 | 9:00 | 30 | 43 | 3.6
2017-06-12 09:00 | 10:00 | 31.1 | 42 | 3.1
2017-06-12 10:00 | 11:00 | 31.1 | 42 | 3.1
2017-06-12 11:00 | 12:00 | 33.9 | 39 | 4.1
2017-06-12 12:00 | 13:00 | 33.9 | 36 | 4.6
2017-06-12 13:00 | 14:00 | 33.9 | 36 | 6.2
2017-06-12 14:00 | 15:00 | 35 | 30 | 6.7
2017-06-12 15:00 | 16:00 | 34.4 | 33 | 5.1
2017-06-12 16:00 | 17:00 | 34.4 | 33 | 5.7
2017-06-12 17:00 | 18:00 | 33.9 | 30 | 9.3
2017-06-12 18:00 | 19:00 | 32.2 | 38 | 6.2
2017-06-12 19:00 | 20:00 | 32.2 | 38 | 6.2
2017-06-12 20:00 | 21:00 | 29.4 | 51 | 7.2
2017-06-12 21:00 | 22:00 | 27.8 | 56 | 6.2
2017-06-12 22:00 | 23:00 | 27.8 | 56 | 5.7
2017-06-12 23:00 | 24:00 | 26.7 | 58 | 4.1
2017-06-13 | 1:00 | 26.1 | 60 | 5.2
2017-06-13 01:00 | 2:00 | 26.1 | 60 | 3.6
2017-06-13 02:00 | 3:00 | 25 | 64 | 4.6
2017-06-13 03:00 | 4:00 | 25.6 | 62 | 3.1
2017-06-13 04:00 | 5:00 | 25.6 | 62 | 2.6
2017-06-13 05:00 | 6:00 | 27.2 | 54 | 3.1
2017-06-13 06:00 | 7:00 | 28.3 | 51 | 3.1
2017-06-13 07:00 | 8:00 | 28.3 | 51 | 2.1
2017-06-13 08:00 | 9:00 | 30.6 | 48 | 2.6
2017-06-13 09:00 | 10:00 | 32.2 | 44 | 3.6
2017-06-13 10:00 | 11:00 | 32.2 | 44 | 3.6
2017-06-13 11:00 | 12:00 | 34.4 | 41 | 3.6
2017-06-13 12:00 | 13:00 | 34.4 | 41 | 4.1
2017-06-13 13:00 | 14:00 | 34.4 | 41 | 4.6
2017-06-13 14:00 | 15:00 | 34.4 | 41 | 5.2
2017-06-13 15:00 | 16:00 | 34.4 | 41 | 6.7
2017-06-13 16:00 | 17:00 | 34.4 | 41 | 6.2
2017-06-13 17:00 | 18:00 | 24.4 | 74 | 4.6
2017-06-13 18:00 | 19:00 | 26.1 | 67 | 1.5
2017-06-13 19:00 | 20:00 | 26.1 | 67 | 3.1
2017-06-13 20:00 | 21:00 | 27.8 | 55 | 3.6
2017-06-13 21:00 | 22:00 | 26.7 | 45 | 3.1
2017-06-13 22:00 | 23:00 | 26.7 | 45 | 2.1
2017-06-13 23:00 | 24:00 | 22.2 | 68 | 2.6
2017-06-14 | 1:00 | 19.4 | 87 | 3.6
2017-06-14 01:00 | 2:00 | 19.4 | 87 | 2.1
2017-06-14 02:00 | 3:00 | 21.7 | 70 | 2.6
2017-06-14 03:00 | 4:00 | 21.1 | 66 | 4.1
2017-06-14 04:00 | 5:00 | 21.1 | 66 | 3.1
2017-06-14 05:00 | 6:00 | 21.1 | 59 | 1.5
2017-06-14 06:00 | 7:00 | 21.7 | 49 | 2.1
2017-06-14 07:00 | 8:00 | 21.7 | 49 | 3.6
2017-06-14 08:00 | 9:00 | 21.7 | 44 | 2.6
2017-06-14 09:00 | 10:00 | 21.1 | 47 | 3.6
2017-06-14 10:00 | 11:00 | 21.1 | 47 | 4.6
2017-06-14 11:00 | 12:00 | 19.4 | 57 | 4.6
2017-06-14 12:00 | 13:00 | 19.4 | 59 | 7.2
2017-06-14 13:00 | 14:00 | 19.4 | 59 | 5.2
2017-06-14 14:00 | 15:00 | 19.4 | 54 | 3.6
2017-06-14 15:00 | 16:00 | 18.9 | 59 | 4.6
2017-06-14 16:00 | 17:00 | 18.9 | 59 | 5.2
2017-06-14 17:00 | 18:00 | 18.3 | 54 | 5.7
2017-06-14 18:00 | 19:00 | 17.8 | 63 | 5.2
2017-06-14 19:00 | 20:00 | 17.8 | 63 | 6.7
2017-06-14 20:00 | 21:00 | 16.7 | 58 | 4.6
2017-06-14 21:00 | 22:00 | 16.1 | 67 | 4.6
2017-06-14 22:00 | 23:00 | 16.1 | 67 | 4.1
2017-06-14 23:00 | 24:00 | 15 | 67 | 4.1
2017-06-15 | 1:00 | 14.4 | 75 | 5.7
2017-06-15 01:00 | 2:00 | 14.4 | 75 | 5.7
2017-06-15 02:00 | 3:00 | 14.4 | 67 | 7.2
2017-06-15 03:00 | 4:00 | 14.4 | 67 | 6.7
2017-06-15 04:00 | 5:00 | 14.4 | 67 | 7.7
2017-06-15 05:00 | 6:00 | 15.6 | 60 | 9.3
2017-06-15 06:00 | 7:00 | 16.7 | 60 | 9.3
2017-06-15 07:00 | 8:00 | 16.7 | 60 | 9.3
2017-06-15 08:00 | 9:00 | 18.9 | 54 | 8.2
2017-06-15 09:00 | 10:00 | 18.9 | 61 | 10.3
2017-06-15 10:00 | 11:00 | 18.9 | 61 | 9.3
2017-06-15 11:00 | 12:00 | 19.4 | 63 | 9.8
2017-06-15 12:00 | 13:00 | 21.1 | 57 | 8.8
2017-06-15 13:00 | 14:00 | 21.1 | 57 | 10.3
2017-06-15 14:00 | 15:00 | 23.9 | 38 | 7.7
2017-06-15 15:00 | 16:00 | 23.3 | 38 | 8.7
2017-06-15 16:00 | 17:00 | 23.3 | 38 | 7.2
2017-06-15 17:00 | 18:00 | 21.1 | 38 | 7.7
2017-06-15 18:00 | 19:00 | 19.4 | 45 | 6.2
2017-06-15 19:00 | 20:00 | 19.4 | 45 | 7.7
2017-06-15 20:00 | 21:00 | 17.2 | 54 | 6.2
2017-06-15 21:00 | 22:00 | 16.7 | 67 | 5.7
2017-06-15 22:00 | 23:00 | 16.7 | 67 | 3.6
2017-06-15 23:00 | 24:00 | 16.7 | 67 | 3.1
2017-06-16 | 1:00 | 16.7 | 70 | 4.1
2017-06-16 01:00 | 2:00 | 16.7 | 70 | 4.1
2017-06-16 02:00 | 3:00 | 16.1 | 75 | 2.1
2017-06-16 03:00 | 4:00 | 16.7 | 72 | 2.6
2017-06-16 04:00 | 5:00 | 16.7 | 72 | 2.1
2017-06-16 05:00 | 6:00 | 16.7 | 78 | 2.1
2017-06-16 06:00 | 7:00 | 18.3 | 70 | 1.5
2017-06-16 07:00 | 8:00 | 18.3 | 70 | 2.6
2017-06-16 08:00 | 9:00 | 18.9 | 65 | 2.1
2017-06-16 09:00 | 10:00 | 20.6 | 68 | 2.1
2017-06-16 10:00 | 11:00 | 20.6 | 68 | 2.6
2017-06-16 11:00 | 12:00 | 21.1 | 63 | 3.6
2017-06-16 12:00 | 13:00 | 20.6 | 65 | 4.6
2017-06-16 13:00 | 14:00 | 20.6 | 65 | 5.7
2017-06-16 14:00 | 15:00 | 17.2 | 78 | 6.2
2017-06-16 15:00 | 16:00 | 16.7 | 96 | 6.2
2017-06-16 16:00 | 17:00 | 14.4 | 97 | 6.7
2017-06-16 17:00 | 18:00 | 14.4 | 93 | 5.7
2017-06-16 18:00 | 19:00 | 13.9 | 100 | 3.1
2017-06-16 19:00 | 20:00 | 13.9 | 100 | 3.1
2017-06-16 20:00 | 21:00 | 13.9 | 100 | 2.1
2017-06-16 21:00 | 22:00 | 14.4 | 100 | 2.1
2017-06-16 22:00 | 23:00 | 14.4 | 100 | 1.5
2017-06-16 23:00 | 24:00 | 15 | 100 | 0
2017-06-17 | 1:00 | 14.4 | 100 | 2.6
2017-06-17 01:00 | 2:00 | 15 | 100 | 2.6
2017-06-17 02:00 | 3:00 | 15.6 | 100 | 2.1
2017-06-17 03:00 | 4:00 | 15.6 | 100 | 2.6
2017-06-17 04:00 | 5:00 | 15.6 | 100 | 2.1
2017-06-17 05:00 | 6:00 | 15.6 | 100 | 2.6
2017-06-17 06:00 | 7:00 | 15.6 | 100 | 2.1
2017-06-17 07:00 | 8:00 | 15.6 | 100 | 2.1
2017-06-17 08:00 | 9:00 | 16.7 | 96 | 5.2
2017-06-17 09:00 | 10:00 | 17.2 | 93 | 5.7
2017-06-17 10:00 | 11:00 | 18.3 | 93 | 6.2
2017-06-17 11:00 | 12:00 | 18.3 | 90 | 4.6
2017-06-17 12:00 | 13:00 | 19.4 | 87 | 6.2
2017-06-17 13:00 | 14:00 | 18.9 | 90 | 5.7
2017-06-17 14:00 | 15:00 | 18.3 | 87 | 5.2
2017-06-17 15:00 | 16:00 | 17.2 | 90 | 4.1
2017-06-17 16:00 | 17:00 | 17.2 | 90 | 5.2
2017-06-17 17:00 | 18:00 | 17.2 | 90 | 5.2
2017-06-17 18:00 | 19:00 | 17.2 | 90 | 3.1
2017-06-17 19:00 | 20:00 | 17.2 | 90 | 1.5
2017-06-17 20:00 | 21:00 | 16.7 | 96 | 3.6
2017-06-17 21:00 | 22:00 | 18.3 | 93 | 4.1
2017-06-17 22:00 | 23:00 | 18.3 | 93 | 3.1
2017-06-17 23:00 | 24:00 | 20.6 | 93 | 2.6
2017-06-18 | 1:00 | 20 | 96 | 3.1
2017-06-18 01:00 | 2:00 | 20.6 | 93 | 3.1
2017-06-18 02:00 | 3:00 | 20 | 96 | 3.6
2017-06-18 03:00 | 4:00 | 20 | 100 | 4.1
2017-06-18 04:00 | 5:00 | 20 | 100 | 3.6
2017-06-18 05:00 | 6:00 | 20.6 | 93 | 3.6
2017-06-18 06:00 | 7:00 | 21.1 | 93 | 4.6
2017-06-18 07:00 | 8:00 | 21.1 | 93 | 5.2
2017-06-18 08:00 | 9:00 | 23.9 | 84 | 5.2
2017-06-18 09:00 | 10:00 | 24.4 | 85 | 5.2
2017-06-18 10:00 | 11:00 | 24.4 | 85 | 3.6
2017-06-18 11:00 | 12:00 | 26.7 | 76 | 4.1
2017-06-18 12:00 | 13:00 | 27.2 | 74 | 4.6
2017-06-18 13:00 | 14:00 | 27.8 | 72 | 5.2
2017-06-18 14:00 | 15:00 | 27.8 | 69 | 5.2
2017-06-18 15:00 | 16:00 | 27.2 | 72 | 2.6
2017-06-18 16:00 | 17:00 | 27.2 | 72 | 3.6
2017-06-18 17:00 | 18:00 | 25.6 | 76 | 3.6
2017-06-18 18:00 | 19:00 | 23.9 | 84 | 2.1
2017-06-18 19:00 | 20:00 | 23.9 | 84 | 2.1
2017-06-18 20:00 | 21:00 | 22.2 | 91 | 2.6
2017-06-18 21:00 | 22:00 | 21.7 | 90 | 2.6
2017-06-18 22:00 | 23:00 | 21.7 | 90 | 2.1
2017-06-18 23:00 | 24:00 | 22.2 | 91 | 0
2017-06-19 | 1:00 | 22.2 | 93 | 3.1
2017-06-19 01:00 | 2:00 | 22.2 | 93 | 2.1
2017-06-19 02:00 | 3:00 | 21.1 | 97 | 2.6
2017-06-19 03:00 | 4:00 | 21.7 | 93 | 1.5
2017-06-19 04:00 | 5:00 | 21.7 | 93 | 2.1
2017-06-19 05:00 | 6:00 | 22.2 | 93 | 2.6
2017-06-19 06:00 | 7:00 | 22.8 | 90 | 2.1
2017-06-19 07:00 | 8:00 | 22.8 | 90 | 3.1
2017-06-19 08:00 | 9:00 | 24.4 | 85 | 2.6
2017-06-19 09:00 | 10:00 | 25 | 84 | 1.5
2017-06-19 10:00 | 11:00 | 26.1 | 82 | 4.1
2017-06-19 11:00 | 12:00 | 27.2 | 74 | 2.1
2017-06-19 12:00 | 13:00 | 28.9 | 67 | 4.1
2017-06-19 13:00 | 14:00 | 28.9 | 67 | 4.1
2017-06-19 14:00 | 15:00 | 27.8 | 69 | 5.2
2017-06-19 15:00 | 16:00 | 26.1 | 74 | 5.2
2017-06-19 16:00 | 17:00 | 26.1 | 74 | 2.6
2017-06-19 17:00 | 18:00 | 24.4 | 79 | 4.6
2017-06-19 18:00 | 19:00 | 24.4 | 79 | 2.6
2017-06-19 19:00 | 20:00 | 24.4 | 79 | 2.6
2017-06-19 20:00 | 21:00 | 22.2 | 97 | 1.5
2017-06-19 21:00 | 22:00 | 22 | 94 | 0
2017-06-19 22:00 | 23:00 | 21.1 | 97 | 2.1
2017-06-19 23:00 | 24:00 | 21.1 | 97 | 0
2017-06-20 | 1:00 | 21.7 | 93 | 1.5
2017-06-20 01:00 | 2:00 | 21.1 | 93 | 0
2017-06-20 02:00 | 3:00 | 21.7 | 90 | 1.5
2017-06-20 03:00 | 4:00 | 21.1 | 93 | 1.5
2017-06-20 04:00 | 5:00 | 21.1 | 93 | 2.1
2017-06-20 05:00 | 6:00 | 20.6 | 100 | 2.6
2017-06-20 06:00 | 7:00 | 21.1 | 97 | 1.5
2017-06-20 07:00 | 8:00 | 21.1 | 97 | 3.1
2017-06-20 08:00 | 9:00 | 22.8 | 87 | 3.6
2017-06-20 09:00 | 10:00 | 25 | 77 | 3.6
2017-06-20 10:00 | 11:00 | 26.1 | 69 | 4.1
2017-06-20 11:00 | 12:00 | 28.3 | 48 | 5.2
2017-06-20 12:00 | 13:00 | 28.9 | 46 | 5.7
2017-06-20 13:00 | 14:00 | 28.9 | 46 | 5.2
2017-06-20 14:00 | 15:00 | 28.3 | 38 | 5.7
2017-06-20 15:00 | 16:00 | 29.4 | 36 | 6.2
2017-06-20 16:00 | 17:00 | 29.4 | 36 | 6.7
2017-06-20 17:00 | 18:00 | 27.8 | 38 | 4.6
2017-06-20 18:00 | 19:00 | 27.8 | 42 | 4.1
2017-06-20 19:00 | 20:00 | 27.8 | 42 | 5.7
2017-06-20 20:00 | 21:00 | 25 | 52 | 4.1
2017-06-20 21:00 | 22:00 | 22.2 | 64 | 2.6
2017-06-20 22:00 | 23:00 | 22.2 | 64 | 2.6
2017-06-20 23:00 | 24:00 | 21.1 | 68 | 1.5
2017-06-21 | 1:00 | 20.6 | 68 | 3.1
2017-06-21 01:00 | 2:00 | 20.6 | 68 | 3.1
2017-06-21 02:00 | 3:00 | 20 | 68 | 4.6
2017-06-21 03:00 | 4:00 | 19.4 | 70 | 4.6
2017-06-21 04:00 | 5:00 | 19.4 | 70 | 4.6
2017-06-21 05:00 | 6:00 | 21.1 | 66 | 4.6
2017-06-21 06:00 | 7:00 | 22.8 | 59 | 4.6
2017-06-21 07:00 | 8:00 | 22.8 | 59 | 5.2
2017-06-21 08:00 | 9:00 | 25 | 52 | 4.1
2017-06-21 09:00 | 10:00 | 26.7 | 42 | 5.2
2017-06-21 10:00 | 11:00 | 26.7 | 42 | 5.2
2017-06-21 11:00 | 12:00 | 28.3 | 34 | 6.2
2017-06-21 12:00 | 13:00 | 28.3 | 37 | 6.2
2017-06-21 13:00 | 14:00 | 28.3 | 37 | 6.2
2017-06-21 14:00 | 15:00 | 27.8 | 37 | 8.8
2017-06-21 15:00 | 16:00 | 28.3 | 33 | 7.2
2017-06-21 16:00 | 17:00 | 27.8 | 35 | 7.2
2017-06-21 17:00 | 18:00 | 27.2 | 35 | 7.2
2017-06-21 18:00 | 19:00 | 25.6 | 37 | 6.2
2017-06-21 19:00 | 20:00 | 25.6 | 37 | 5.2
2017-06-21 20:00 | 21:00 | 23.9 | 40 | 3.6
2017-06-21 21:00 | 22:00 | 22.8 | 42 | 4.1
2017-06-21 22:00 | 23:00 | 22.8 | 42 | 4.6
2017-06-21 23:00 | 24:00 | 21.1 | 51 | 5.2
2017-06-22 | 1:00 | 20.6 | 53 | 4.1
2017-06-22 01:00 | 2:00 | 20.6 | 53 | 4.6
2017-06-22 02:00 | 3:00 | 18.9 | 61 | 5.2
2017-06-22 03:00 | 4:00 | 18.3 | 63 | 5.2
2017-06-22 04:00 | 5:00 | 18.9 | 61 | 5.2
2017-06-22 05:00 | 6:00 | 20 | 57 | 4.6
2017-06-22 06:00 | 7:00 | 21.1 | 55 | 3.6
2017-06-22 07:00 | 8:00 | 21.1 | 55 | 3.1
2017-06-22 08:00 | 9:00 | 23.9 | 46 | 3.1
2017-06-22 09:00 | 10:00 | 23.3 | 53 | 2.1
2017-06-22 10:00 | 11:00 | 23.3 | 53 | 5.2
2017-06-22 11:00 | 12:00 | 24.4 | 50 | 6.7
2017-06-22 12:00 | 13:00 | 27.2 | 35 | 8.2
2017-06-22 13:00 | 14:00 | 27.2 | 35 | 7.2
2017-06-22 14:00 | 15:00 | 26.7 | 44 | 7.2
2017-06-22 15:00 | 16:00 | 28.9 | 33 | 5.7
2017-06-22 16:00 | 17:00 | 28.9 | 33 | 4.6
2017-06-22 17:00 | 18:00 | 27.8 | 34 | 4.1
2017-06-22 18:00 | 19:00 | 27.2 | 37 | 3.1
2017-06-22 19:00 | 20:00 | 27.2 | 37 | 2.6
2017-06-22 20:00 | 21:00 | 23.3 | 60 | 2.1
2017-06-22 21:00 | 22:00 | 22.8 | 64 | 1.5
2017-06-22 22:00 | 23:00 | 22.8 | 64 | 0
2017-06-22 23:00 | 24:00 | 22.8 | 61 | 3.1
2017-06-23 | 1:00 | 22.8 | 59 | 2.1
2017-06-23 01:00 | 2:00 | 22.8 | 59 | 1.5
2017-06-23 02:00 | 3:00 | 19.4 | 76 | 1.5
2017-06-23 03:00 | 4:00 | 20 | 78 | 2.1
2017-06-23 04:00 | 5:00 | 20 | 78 | 2.6
2017-06-23 05:00 | 6:00 | 21.7 | 81 | 2.1
2017-06-23 06:00 | 7:00 | 21.7 | 84 | 1.5
2017-06-23 07:00 | 8:00 | 21.7 | 84 | 2.1
2017-06-23 08:00 | 9:00 | 22.8 | 84 | 2.6
2017-06-23 09:00 | 10:00 | 25 | 77 | 2.6
2017-06-23 10:00 | 11:00 | 25 | 77 | 1.5
2017-06-23 11:00 | 12:00 | 31.1 | 57 | 3.1
2017-06-23 12:00 | 13:00 | 32 | 56 | 4.6
2017-06-23 13:00 | 14:00 | 31.1 | 57 | 4.6
2017-06-23 14:00 | 15:00 | 29.4 | 51 | 4.6
2017-06-23 15:00 | 16:00 | 29.4 | 51 | 3.1
2017-06-23 16:00 | 17:00 | 29.4 | 51 | 3.1
2017-06-23 17:00 | 18:00 | 25.6 | 74 | 3.1
2017-06-23 18:00 | 19:00 | 25 | 77 | 5.2
2017-06-23 19:00 | 20:00 | 25 | 77 | 6.7
2017-06-23 20:00 | 21:00 | 23.9 | 82 | 6.2
2017-06-23 21:00 | 22:00 | 22.2 | 91 | 7.7
2017-06-23 22:00 | 23:00 | 22.2 | 91 | 8.2
2017-06-23 23:00 | 24:00 | 22.8 | 90 | 7.7
2017-06-24 | 1:00 | 22.8 | 90 | 7.2
2017-06-24 01:00 | 2:00 | 22.8 | 90 | 5.2
2017-06-24 02:00 | 3:00 | 21.7 | 96 | 3.1
2017-06-24 03:00 | 4:00 | 21.7 | 96 | 3.6
2017-06-24 04:00 | 5:00 | 21.7 | 96 | 5.2
2017-06-24 05:00 | 6:00 | 23.9 | 88 | 3.6
2017-06-24 06:00 | 7:00 | 23.9 | 88 | 6.7
2017-06-24 07:00 | 8:00 | 23.9 | 88 | 8.2
2017-06-24 08:00 | 9:00 | 23.3 | 94 | 8.2
2017-06-24 09:00 | 10:00 | 22.8 | 96 | 7.2
2017-06-24 10:00 | 11:00 | 22.8 | 96 | 8.2
2017-06-24 11:00 | 12:00 | 24.4 | 91 | 7.2
2017-06-24 12:00 | 13:00 | 26.7 | 71 | 5.2
2017-06-24 13:00 | 14:00 | 26.7 | 71 | 6.2
2017-06-24 14:00 | 15:00 | 30.6 | 42 | 8.8
2017-06-24 15:00 | 16:00 | 30.6 | 34 | 6.2
2017-06-24 16:00 | 17:00 | 30.6 | 34 | 6.2
2017-06-24 17:00 | 18:00 | 28.9 | 44 | 8.2
2017-06-24 18:00 | 19:00 | 27.2 | 47 | 7.2
2017-06-24 19:00 | 20:00 | 27.2 | 47 | 4.6
2017-06-24 20:00 | 21:00 | 25.6 | 43 | 4.1
2017-06-24 21:00 | 22:00 | 25 | 42 | 4.6
2017-06-24 22:00 | 23:00 | 25 | 42 | 3.6
2017-06-24 23:00 | 24:00 | 23.3 | 50 | 4.1
2017-06-25 | 1:00 | 23.3 | 50 | 4.1
2017-06-25 01:00 | 2:00 | 23.3 | 50 | 4.6
2017-06-25 02:00 | 3:00 | 22.2 | 49 | 4.6
2017-06-25 03:00 | 4:00 | 21.7 | 51 | 4.1
2017-06-25 04:00 | 5:00 | 21.7 | 51 | 4.1
2017-06-25 05:00 | 6:00 | 21.1 | 55 | 2.1
2017-06-25 06:00 | 7:00 | 22.2 | 53 | 1.5
2017-06-25 07:00 | 8:00 | 22.2 | 53 | 0
2017-06-25 08:00 | 9:00 | 25 | 42 | 3.1
2017-06-25 09:00 | 10:00 | 26.1 | 36 | 4.1
2017-06-25 10:00 | 11:00 | 26.1 | 36 | 4.6
2017-06-25 11:00 | 12:00 | 26.7 | 39 | 4.1
2017-06-25 12:00 | 13:00 | 28.3 | 34 | 5.7
2017-06-25 13:00 | 14:00 | 28.3 | 34 | 4.6
2017-06-25 14:00 | 15:00 | 27.8 | 33 | 4.6
2017-06-25 15:00 | 16:00 | 26.1 | 35 | 5.2
2017-06-25 16:00 | 17:00 | 26.1 | 35 | 6.7
2017-06-25 17:00 | 18:00 | 23.9 | 55 | 6.7
2017-06-25 18:00 | 19:00 | 23.3 | 55 | 5.2
2017-06-25 19:00 | 20:00 | 23.3 | 55 | 5.7
2017-06-25 20:00 | 21:00 | 21.7 | 61 | 4.1
2017-06-25 21:00 | 22:00 | 20.6 | 61 | 3.6
2017-06-25 22:00 | 23:00 | 18.9 | 73 | 5.2
2017-06-25 23:00 | 24:00 | 18.9 | 73 | 5.7
2017-06-26 | 1:00 | 18.9 | 68 | 4.1
2017-06-26 01:00 | 2:00 | 18.9 | 68 | 4.6
2017-06-26 02:00 | 3:00 | 18.3 | 65 | 5.2
2017-06-26 03:00 | 4:00 | 17.8 | 67 | 5.2
2017-06-26 04:00 | 5:00 | 17.8 | 67 | 4.6
2017-06-26 05:00 | 6:00 | 18.3 | 65 | 6.2
2017-06-26 06:00 | 7:00 | 19.4 | 59 | 4.6
2017-06-26 07:00 | 8:00 | 19.4 | 59 | 5.7
2017-06-26 08:00 | 9:00 | 21.7 | 49 | 5.7
2017-06-26 09:00 | 10:00 | 22.8 | 42 | 4.6
2017-06-26 10:00 | 11:00 | 22.8 | 42 | 6.2
2017-06-26 11:00 | 12:00 | 25 | 42 | 6.7
2017-06-26 12:00 | 13:00 | 25.6 | 37 | 5.7
2017-06-26 13:00 | 14:00 | 25.6 | 37 | 7.7
2017-06-26 14:00 | 15:00 | 25.6 | 35 | 5.7
2017-06-26 15:00 | 16:00 | 25 | 39 | 5.2
2017-06-26 16:00 | 17:00 | 25 | 39 | 5.7
2017-06-26 17:00 | 18:00 | 23.3 | 53 | 8.8
2017-06-26 18:00 | 19:00 | 22.8 | 55 | 6.2
2017-06-26 19:00 | 20:00 | 22.8 | 55 | 7.2
2017-06-26 20:00 | 21:00 | 21.1 | 53 | 6.7
2017-06-26 21:00 | 22:00 | 20.6 | 54 | 5.7
2017-06-26 22:00 | 23:00 | 20.6 | 54 | 3.6
2017-06-26 23:00 | 24:00 | 16.7 | 72 | 4.1
2017-06-27 | 1:00 | 15 | 83 | 4.6
2017-06-27 01:00 | 2:00 | 15 | 83 | 4.6
2017-06-27 02:00 | 3:00 | 16.1 | 78 | 4.6
2017-06-27 03:00 | 4:00 | 16.7 | 75 | 4.6
2017-06-27 04:00 | 5:00 | 16.7 | 75 | 7.2
2017-06-27 05:00 | 6:00 | 17.8 | 75 | 7.7
2017-06-27 06:00 | 7:00 | 17.2 | 81 | 6.2
2017-06-27 07:00 | 8:00 | 17.2 | 81 | 7.2
2017-06-27 08:00 | 9:00 | 20 | 73 | 6.2
2017-06-27 09:00 | 10:00 | 20 | 65 | 7.7
2017-06-27 10:00 | 11:00 | 20 | 65 | 8.2
2017-06-27 11:00 | 12:00 | 20.6 | 68 | 7.7
2017-06-27 12:00 | 13:00 | 19.4 | 76 | 7.7
2017-06-27 13:00 | 14:00 | 19.4 | 76 | 8.2
2017-06-27 14:00 | 15:00 | 23.9 | 48 | 7.2
2017-06-27 15:00 | 16:00 | 23.9 | 45 | 8.8
2017-06-27 16:00 | 17:00 | 23.9 | 45 | 5.7
2017-06-27 17:00 | 18:00 | 20.6 | 57 | 6.2
2017-06-27 18:00 | 19:00 | 18.9 | 63 | 4.1
2017-06-27 19:00 | 20:00 | 18.9 | 65 | 3.1
2017-06-27 20:00 | 21:00 | 17 | 72 | 9.3
2017-06-27 21:00 | 22:00 | 16.1 | 81 | 4.6
2017-06-27 22:00 | 23:00 | 16.1 | 81 | 3.1
2017-06-27 23:00 | 24:00 | 16.1 | 75 | 2.6
2017-06-28 | 1:00 | 15 | 77 | 3.1
2017-06-28 01:00 | 2:00 | 15 | 77 | 2.6
2017-06-28 02:00 | 3:00 | 14.4 | 81 | 1.5
2017-06-28 03:00 | 4:00 | 14.4 | 78 | 4.1
2017-06-28 04:00 | 5:00 | 14.4 | 78 | 5.7
2017-06-28 05:00 | 6:00 | 16.1 | 72 | 5.2
2017-06-28 06:00 | 7:00 | 17.2 | 67 | 5.2
2017-06-28 07:00 | 8:00 | 17.2 | 67 | 6.2
2017-06-28 08:00 | 9:00 | 20 | 59 | 5.2
2017-06-28 09:00 | 10:00 | 21.1 | 53 | 6.2
2017-06-28 10:00 | 11:00 | 21.1 | 53 | 4.6
2017-06-28 11:00 | 12:00 | 22.8 | 44 | 6.7
2017-06-28 12:00 | 13:00 | 23.9 | 38 | 5.2
2017-06-28 13:00 | 14:00 | 23.9 | 38 | 4.1
2017-06-28 14:00 | 15:00 | 25 | 35 | 6.7
2017-06-28 15:00 | 16:00 | 25 | 33 | 2.6
2017-06-28 16:00 | 17:00 | 25 | 33 | 3.6
2017-06-28 17:00 | 18:00 | 24.4 | 36 | 2.1
2017-06-28 18:00 | 19:00 | 23.9 | 37 | 4.1
2017-06-28 19:00 | 20:00 | 23.9 | 37 | 2.1
2017-06-28 20:00 | 21:00 | 21.1 | 49 | 2.6
2017-06-28 21:00 | 22:00 | 20.6 | 51 | 4.6
2017-06-28 22:00 | 23:00 | 20.6 | 51 | 3.1
2017-06-28 23:00 | 24:00 | 18.9 | 59 | 4.1
2017-06-29 | 1:00 | 18.3 | 68 | 4.6
2017-06-29 01:00 | 2:00 | 18.3 | 68 | 5.7
2017-06-29 02:00 | 3:00 | 18.3 | 70 | 5.2
2017-06-29 03:00 | 4:00 | 17.8 | 73 | 4.1
2017-06-29 04:00 | 5:00 | 17.8 | 73 | 5.2
2017-06-29 05:00 | 6:00 | 19.4 | 66 | 4.6
2017-06-29 06:00 | 7:00 | 20.6 | 59 | 5.7
2017-06-29 07:00 | 8:00 | 20.6 | 59 | 4.1
2017-06-29 08:00 | 9:00 | 22.8 | 53 | 3.6
2017-06-29 09:00 | 10:00 | 24.4 | 48 | 4.6
2017-06-29 10:00 | 11:00 | 24.4 | 48 | 5.7
2017-06-29 11:00 | 12:00 | 24.4 | 52 | 6.2
2017-06-29 12:00 | 13:00 | 25 | 50 | 6.2
2017-06-29 13:00 | 14:00 | 25 | 50 | 4.1
2017-06-29 14:00 | 15:00 | 23.9 | 57 | 4.6
2017-06-29 15:00 | 16:00 | 23.3 | 60 | 3.6
2017-06-29 16:00 | 17:00 | 23.3 | 60 | 2.6
2017-06-29 17:00 | 18:00 | 22.8 | 59 | 2.6
2017-06-29 18:00 | 19:00 | 21.7 | 66 | 2.6
2017-06-29 19:00 | 20:00 | 21.7 | 66 | 3.1
2017-06-29 20:00 | 21:00 | 21.1 | 61 | 2.6
2017-06-29 21:00 | 22:00 | 20.6 | 65 | 3.1
2017-06-29 22:00 | 23:00 | 20.6 | 65 | 2.6
2017-06-29 23:00 | 24:00 | 20 | 76 | 2.1
2017-06-30 | 1:00 | 20.6 | 75 | 1.5
2017-06-30 01:00 | 2:00 | 20.6 | 75 | 2.6
2017-06-30 02:00 | 3:00 | 20.6 | 75 | 2.1
2017-06-30 03:00 | 4:00 | 20.6 | 73 | 2.1
2017-06-30 04:00 | 5:00 | 20.6 | 73 | 3.1
2017-06-30 05:00 | 6:00 | 21.7 | 68 | 3.1
2017-06-30 06:00 | 7:00 | 22.8 | 68 | 3.1
2017-06-30 07:00 | 8:00 | 22.8 | 68 | 3.6
2017-06-30 08:00 | 9:00 | 22.2 | 76 | 3.6
2017-06-30 09:00 | 10:00 | 22.8 | 79 | 3.6
2017-06-30 10:00 | 11:00 | 22.8 | 79 | 4.6
2017-06-30 11:00 | 12:00 | 26.7 | 64 | 5.2
2017-06-30 12:00 | 13:00 | 28.3 | 65 | 4.6
2017-06-30 13:00 | 14:00 | 28.3 | 65 | 3.6
2017-06-30 14:00 | 15:00 | 28.3 | 63 | 7.7
2017-06-30 15:00 | 16:00 | 27.8 | 65 | 7.2
2017-06-30 16:00 | 17:00 | 27.8 | 65 | 7.7
2017-06-30 17:00 | 18:00 | 26.1 | 69 | 7.2
2017-06-30 18:00 | 19:00 | 22.8 | 89 | 7.7
2017-06-30 19:00 | 20:00 | 22.8 | 89 | 6.7
2017-06-30 20:00 | 21:00 | 22.5 | 89 | 6.7
2017-06-30 21:00 | 22:00 | 22.9 | 74 | 6.2
2017-06-30 22:00 | 23:00 | 23.3 | 62 | 5.7
2017-06-30 23:00 | 24:00 | 23.3 | 54 | 5.2
2018-07-01 | 1:00 | 23.5 | 47 | 4.6
2018-07-01 01:00 | 2:00 | 22.9 | 49 | 4.1
2018-07-01 02:00 | 3:00 | 23 | 49 | 3.6
2018-07-01 03:00 | 4:00 | 23.9 | 46 | 3.1
2018-07-01 04:00 | 5:00 | 24.9 | 44 | 3.6
2018-07-01 05:00 | 6:00 | 26.2 | 40 | 3.1
2018-07-01 06:00 | 7:00 | 26.1 | 41 | 3.6
2018-07-01 07:00 | 8:00 | 26.1 | 41 | 4.1
2018-07-01 08:00 | 9:00 | 27.8 | 37 | 4.1
2018-07-01 09:00 | 10:00 | 28.9 | 35 | 5.2
2018-07-01 10:00 | 11:00 | 28.9 | 35 | 6.2
2018-07-01 11:00 | 12:00 | 30.6 | 30 | 5.2
2018-07-01 12:00 | 13:00 | 31.7 | 29 | 5.2
2018-07-01 13:00 | 14:00 | 31.7 | 29 | 7.2
2018-07-01 14:00 | 15:00 | 31.7 | 28 | 5.2
2018-07-01 15:00 | 16:00 | 32.2 | 27 | 5.7
2018-07-01 16:00 | 17:00 | 32.2 | 27 | 4.6
2018-07-01 17:00 | 18:00 | 31.1 | 30 | 6.2
2018-07-01 18:00 | 19:00 | 29.4 | 37 | 4.1
2018-07-01 19:00 | 20:00 | 29.4 | 37 | 4.6
2018-07-01 20:00 | 21:00 | 27.2 | 49 | 4.6
2018-07-01 21:00 | 22:00 | 26.7 | 56 | 4.6
2018-07-01 22:00 | 23:00 | 26.7 | 56 | 4.1
2018-07-01 23:00 | 24:00 | 25 | 64 | 4.6
2018-07-02 | 1:00 | 25 | 60 | 3.6
2018-07-02 01:00 | 2:00 | 25 | 60 | 4.1
2018-07-02 02:00 | 3:00 | 23.3 | 66 | 4.1
2018-07-02 03:00 | 4:00 | 23.9 | 62 | 3.6
2018-07-02 04:00 | 5:00 | 23.9 | 62 | 5.2
2018-07-02 05:00 | 6:00 | 25.6 | 54 | 5.7
2018-07-02 06:00 | 7:00 | 26.1 | 52 | 4.6
2018-07-02 07:00 | 8:00 | 26.1 | 52 | 5.2
2018-07-02 08:00 | 9:00 | 30 | 37 | 6.7
2018-07-02 09:00 | 10:00 | 30.6 | 37 | 5.2
2018-07-02 10:00 | 11:00 | 30.6 | 37 | 5.2
2018-07-02 11:00 | 12:00 | 32.2 | 34 | 5.2
2018-07-02 12:00 | 13:00 | 32.2 | 32 | 4.6
2018-07-02 13:00 | 14:00 | 32.2 | 32 | 4.6
2018-07-02 14:00 | 15:00 | 31.1 | 35 | 5.2
2018-07-02 15:00 | 16:00 | 30 | 40 | 6.2
2018-07-02 16:00 | 17:00 | 30 | 40 | 5.2
2018-07-02 17:00 | 18:00 | 27.2 | 54 | 5.2
2018-07-02 18:00 | 19:00 | 26.7 | 56 | 5.2
2018-07-02 19:00 | 20:00 | 26.7 | 56 | 4.1
2018-07-02 20:00 | 21:00 | 23.3 | 64 | 4.1
2018-07-02 21:00 | 22:00 | 21.7 | 73 | 3.6
2018-07-02 22:00 | 23:00 | 21.7 | 73 | 3.6
2018-07-02 23:00 | 24:00 | 22.2 | 68 | 3.1
2018-07-03 | 1:00 | 21.7 | 70 | 3.6
2018-07-03 01:00 | 2:00 | 21.7 | 70 | 3.6
2018-07-03 02:00 | 3:00 | 23.3 | 64 | 1.5
2018-07-03 03:00 | 4:00 | 22.8 | 64 | 1
2018-07-03 04:00 | 5:00 | 22.8 | 64 | 2.6
2018-07-03 05:00 | 6:00 | 22.8 | 64 | 2.6
2018-07-03 06:00 | 7:00 | 23.9 | 57 | 2.6
2018-07-03 07:00 | 8:00 | 23.9 | 57 | 3.1
2018-07-03 08:00 | 9:00 | 26.7 | 49 | 3.1
2018-07-03 09:00 | 10:00 | 27.2 | 44 | 2.6
2018-07-03 10:00 | 11:00 | 27.2 | 44 | 5.2
2018-07-03 11:00 | 12:00 | 24.4 | 60 | 5.2
2018-07-03 12:00 | 13:00 | 23.9 | 60 | 5.2
2018-07-03 13:00 | 14:00 | 23.9 | 60 | 6.2
2018-07-03 14:00 | 15:00 | 25 | 56 | 3.6
2018-07-03 15:00 | 16:00 | 25 | 56 | 3.1
2018-07-03 16:00 | 17:00 | 25 | 56 | 2.6
2018-07-03 17:00 | 18:00 | 27.2 | 45 | 3.1
2018-07-03 18:00 | 19:00 | 27.2 | 44 | 5.7
2018-07-03 19:00 | 20:00 | 27.2 | 44 | 5.2
2018-07-03 20:00 | 21:00 | 25 | 50 | 4.6
2018-07-03 21:00 | 22:00 | 24.4 | 56 | 4.6
2018-07-03 22:00 | 23:00 | 24.4 | 56 | 4.6
2018-07-03 23:00 | 24:00 | 23.3 | 57 | 4.1
2018-07-04 | 1:00 | 22.2 | 57 | 3.6
2018-07-04 01:00 | 2:00 | 22.2 | 57 | 3.6
2018-07-04 02:00 | 3:00 | 21.1 | 61 | 3.1
2018-07-04 03:00 | 4:00 | 21.1 | 61 | 2.6
2018-07-04 04:00 | 5:00 | 21.1 | 61 | 2.6
2018-07-04 05:00 | 6:00 | 21.7 | 59 | 3.1
2018-07-04 06:00 | 7:00 | 23.3 | 52 | 4.1
2018-07-04 07:00 | 8:00 | 23.3 | 52 | 4.6
2018-07-04 08:00 | 9:00 | 25.6 | 40 | 5.2
2018-07-04 09:00 | 10:00 | 26.7 | 38 | 5.2
2018-07-04 10:00 | 11:00 | 26.7 | 38 | 7.2
2018-07-04 11:00 | 12:00 | 27.2 | 33 | 5.2
2018-07-04 12:00 | 13:00 | 29.4 | 30 | 4.1
2018-07-04 13:00 | 14:00 | 29.4 | 30 | 5.2
2018-07-04 14:00 | 15:00 | 25.6 | 43 | 7.2
2018-07-04 15:00 | 16:00 | 25 | 48 | 1.5
2018-07-04 16:00 | 17:00 | 25 | 48 | 6.7
2018-07-04 17:00 | 18:00 | 22.8 | 59 | 3.6
2018-07-04 18:00 | 19:00 | 22.8 | 59 | 3.1
2018-07-04 19:00 | 20:00 | 22.8 | 59 | 4.6
2018-07-04 20:00 | 21:00 | 20 | 76 | 4.1
2018-07-04 21:00 | 22:00 | 23.3 | 62 | 3.6
2018-07-04 22:00 | 23:00 | 23.3 | 62 | 3.1
2018-07-04 23:00 | 24:00 | 21.1 | 73 | 3.1
2018-07-05 | 1:00 | 20 | 76 | 4.1
2018-07-05 01:00 | 2:00 | 20 | 76 | 5.7
2018-07-05 02:00 | 3:00 | 20.6 | 78 | 4.1
2018-07-05 03:00 | 4:00 | 21.7 | 76 | 4.6
2018-07-05 04:00 | 5:00 | 21.7 | 76 | 4.1
2018-07-05 05:00 | 6:00 | 20.6 | 93 | 4.1
2018-07-05 06:00 | 7:00 | 20.6 | 93 | 3.6
2018-07-05 07:00 | 8:00 | 20.6 | 93 | 3.6
2018-07-05 08:00 | 9:00 | 22 | 94 | 3.1
2018-07-05 09:00 | 10:00 | 25.6 | 74 | 3.6
2018-07-05 10:00 | 11:00 | 25.6 | 74 | 3.6
2018-07-05 11:00 | 12:00 | 28.3 | 59 | 3.6
2018-07-05 12:00 | 13:00 | 28.9 | 55 | 4.6
2018-07-05 13:00 | 14:00 | 28.9 | 55 | 6.7
2018-07-05 14:00 | 15:00 | 25.6 | 69 | 5.7
2018-07-05 15:00 | 16:00 | 25.6 | 69 | 5.7
2018-07-05 16:00 | 17:00 | 25.6 | 69 | 4.1
2018-07-05 17:00 | 18:00 | 24.4 | 76 | 5.2
2018-07-05 18:00 | 19:00 | 25.6 | 69 | 3.6
2018-07-05 19:00 | 20:00 | 25.6 | 69 | 3.6
2018-07-05 20:00 | 21:00 | 27 | 70 | 2.6
2018-07-05 21:00 | 22:00 | 27 | 70 | 4.1
2018-07-05 22:00 | 23:00 | 26.1 | 74 | 4.1
2018-07-05 23:00 | 24:00 | 25 | 79 | 4.6
2018-07-06 | 1:00 | 25 | 79 | 3.6
2018-07-06 01:00 | 2:00 | 25 | 79 | 4.1
2018-07-06 02:00 | 3:00 | 23.9 | 74 | 4.1
2018-07-06 03:00 | 4:00 | 23.3 | 69 | 4.6
2018-07-06 04:00 | 5:00 | 23.3 | 69 | 3.6
2018-07-06 05:00 | 6:00 | 23.3 | 66 | 4.6
2018-07-06 06:00 | 7:00 | 24.4 | 62 | 3.6
2018-07-06 07:00 | 8:00 | 24.4 | 62 | 3.6
2018-07-06 08:00 | 9:00 | 26.7 | 54 | 4.1
2018-07-06 09:00 | 10:00 | 27.2 | 47 | 3.6
2018-07-06 10:00 | 11:00 | 27.2 | 47 | 4.6
2018-07-06 11:00 | 12:00 | 27.8 | 49 | 4.6
2018-07-06 12:00 | 13:00 | 24.4 | 67 | 4.1
2018-07-06 13:00 | 14:00 | 24.4 | 67 | 3.1
2018-07-06 14:00 | 15:00 | 23.9 | 66 | 3.1
2018-07-06 15:00 | 16:00 | 23.9 | 66 | 3.1
2018-07-06 16:00 | 17:00 | 23.9 | 66 | 5.2
2018-07-06 17:00 | 18:00 | 22.8 | 71 | 3.6
2018-07-06 18:00 | 19:00 | 22.8 | 68 | 3.6
2018-07-06 19:00 | 20:00 | 22.8 | 68 | 3.1
2018-07-06 20:00 | 21:00 | 22.8 | 66 | 2.6
2018-07-06 21:00 | 22:00 | 22.8 | 68 | 3.6
2018-07-06 22:00 | 23:00 | 22.8 | 68 | 4.6
2018-07-06 23:00 | 24:00 | 22.8 | 66 | 4.1
2018-07-07 | 1:00 | 22.2 | 68 | 5.2
2018-07-07 01:00 | 2:00 | 22.2 | 68 | 5.7
2018-07-07 02:00 | 3:00 | 21.1 | 71 | 4.6
2018-07-07 03:00 | 4:00 | 20.6 | 73 | 4.6
2018-07-07 04:00 | 5:00 | 20.6 | 73 | 5.2
2018-07-07 05:00 | 6:00 | 21.7 | 70 | 5.2
2018-07-07 06:00 | 7:00 | 23.9 | 62 | 5.7
2018-07-07 07:00 | 8:00 | 23.9 | 62 | 6.2
2018-07-07 08:00 | 9:00 | 25 | 62 | 6.2
2018-07-07 09:00 | 10:00 | 25 | 62 | 4.1
2018-07-07 10:00 | 11:00 | 25 | 62 | 7.2
2018-07-07 11:00 | 12:00 | 26.1 | 60 | 7.2
2018-07-07 12:00 | 13:00 | 26.1 | 60 | 5.7
2018-07-07 13:00 | 14:00 | 26.1 | 60 | 8.2
2018-07-07 14:00 | 15:00 | 24.4 | 67 | 6.7
2018-07-07 15:00 | 16:00 | 26.1 | 60 | 5.7
2018-07-07 16:00 | 17:00 | 26.1 | 60 | 6.2
2018-07-07 17:00 | 18:00 | 23.9 | 69 | 6.2
2018-07-07 18:00 | 19:00 | 23.9 | 71 | 5.2
2018-07-07 19:00 | 20:00 | 23.9 | 71 | 4.1
2018-07-07 20:00 | 21:00 | 23.3 | 76 | 4.1
2018-07-07 21:00 | 22:00 | 25 | 66 | 2.6
2018-07-07 22:00 | 23:00 | 25 | 66 | 3.1
2018-07-07 23:00 | 24:00 | 25 | 66 | 3.1
2018-07-08 | 1:00 | 24.4 | 69 | 2.6
2018-07-08 01:00 | 2:00 | 24.4 | 69 | 2.1
2018-07-08 02:00 | 3:00 | 23.9 | 69 | 1.5
2018-07-08 03:00 | 4:00 | 23.3 | 71 | 3.6
2018-07-08 04:00 | 5:00 | 23.3 | 71 | 3.1
2018-07-08 05:00 | 6:00 | 23.9 | 71 | 4.6
2018-07-08 06:00 | 7:00 | 25 | 66 | 6.2
2018-07-08 07:00 | 8:00 | 25 | 66 | 4.6
2018-07-08 08:00 | 9:00 | 27.8 | 56 | 6.2
2018-07-08 09:00 | 10:00 | 27.8 | 58 | 7.2
2018-07-08 10:00 | 11:00 | 27.8 | 58 | 6.7
2018-07-08 11:00 | 12:00 | 28.3 | 57 | 8.2
2018-07-08 12:00 | 13:00 | 28.3 | 61 | 8.8
2018-07-08 13:00 | 14:00 | 28.3 | 61 | 9.3
2018-07-08 14:00 | 15:00 | 27.8 | 60 | 9.8
2018-07-08 15:00 | 16:00 | 29.4 | 53 | 9.8
2018-07-08 16:00 | 17:00 | 29.4 | 53 | 9.3
2018-07-08 17:00 | 18:00 | 27.8 | 56 | 6.7
2018-07-08 18:00 | 19:00 | 27.2 | 54 | 7.2
2018-07-08 19:00 | 20:00 | 27.2 | 54 | 6.7
2018-07-08 20:00 | 21:00 | 25.6 | 60 | 7.2
2018-07-08 21:00 | 22:00 | 25 | 62 | 6.2
2018-07-08 22:00 | 23:00 | 25 | 62 | 6.2
2018-07-08 23:00 | 24:00 | 23.3 | 69 | 6.2
2018-07-09 | 1:00 | 22.8 | 71 | 6.2
2018-07-09 01:00 | 2:00 | 22.8 | 71 | 5.2
2018-07-09 02:00 | 3:00 | 21.7 | 76 | 4.6
2018-07-09 03:00 | 4:00 | 21.7 | 76 | 5.7
2018-07-09 04:00 | 5:00 | 21.7 | 76 | 5.2
2018-07-09 05:00 | 6:00 | 22.8 | 68 | 5.2
2018-07-09 06:00 | 7:00 | 25.6 | 56 | 4.1
2018-07-09 07:00 | 8:00 | 25.6 | 56 | 2.6
2018-07-09 08:00 | 9:00 | 26.7 | 52 | 4.6
2018-07-09 09:00 | 10:00 | 28.3 | 48 | 5.2
2018-07-09 10:00 | 11:00 | 28.3 | 48 | 5.2
2018-07-09 11:00 | 12:00 | 27.8 | 53 | 6.2
2018-07-09 12:00 | 13:00 | 29.4 | 43 | 6.7
2018-07-09 13:00 | 14:00 | 29.4 | 43 | 7.7
2018-07-09 14:00 | 15:00 | 31.1 | 35 | 6.7
2018-07-09 15:00 | 16:00 | 31.7 | 33 | 6.7
2018-07-09 16:00 | 17:00 | 31.7 | 33 | 7.2
2018-07-09 17:00 | 18:00 | 30.6 | 30 | 6.2
2018-07-09 18:00 | 19:00 | 26.1 | 50 | 6.7
2018-07-09 19:00 | 20:00 | 26.1 | 50 | 5.7
2018-07-09 20:00 | 21:00 | 23.9 | 66 | 10.3
2018-07-09 21:00 | 22:00 | 23.9 | 43 | 3.1
2018-07-09 22:00 | 23:00 | 23.9 | 43 | 4.1
2018-07-09 23:00 | 24:00 | 22.8 | 42 | 4.6
2018-07-10 | 1:00 | 22.2 | 44 | 4.1
2018-07-10 01:00 | 2:00 | 22.2 | 44 | 5.2
2018-07-10 02:00 | 3:00 | 20.6 | 51 | 6.7
2018-07-10 03:00 | 4:00 | 20 | 53 | 5.7
2018-07-10 04:00 | 5:00 | 20 | 53 | 6.7
2018-07-10 05:00 | 6:00 | 21.1 | 49 | 5.7
2018-07-10 06:00 | 7:00 | 22.8 | 44 | 5.7
2018-07-10 07:00 | 8:00 | 22.8 | 44 | 4.1
2018-07-10 08:00 | 9:00 | 25.6 | 29 | 4.1
2018-07-10 09:00 | 10:00 | 25.6 | 28 | 3.6
2018-07-10 10:00 | 11:00 | 25.6 | 28 | 3.6
2018-07-10 11:00 | 12:00 | 27.2 | 29 | 5.7
2018-07-10 12:00 | 13:00 | 27.2 | 29 | 6.2
2018-07-10 13:00 | 14:00 | 27.2 | 29 | 6.7
2018-07-10 14:00 | 15:00 | 26.7 | 36 | 5.7
2018-07-10 15:00 | 16:00 | 28.3 | 28 | 5.7
2018-07-10 16:00 | 17:00 | 28.3 | 28 | 5.2
2018-07-10 17:00 | 18:00 | 27.8 | 25 | 5.7
2018-07-10 18:00 | 19:00 | 26.7 | 28 | 4.6
2018-07-10 19:00 | 20:00 | 26.7 | 28 | 4.1
2018-07-10 20:00 | 21:00 | 22.2 | 49 | 3.1
2018-07-10 21:00 | 22:00 | 20.6 | 70 | 5.2
2018-07-10 22:00 | 23:00 | 20.6 | 70 | 3.6
2018-07-10 23:00 | 24:00 | 20.6 | 70 | 4.1
2018-07-11 | 1:00 | 20.6 | 59 | 4.1
2018-07-11 01:00 | 2:00 | 20.6 | 59 | 5.7
2018-07-11 02:00 | 3:00 | 19.4 | 45 | 6.2
2018-07-11 03:00 | 4:00 | 18.9 | 47 | 4.6
2018-07-11 04:00 | 5:00 | 18.9 | 47 | 5.2
2018-07-11 05:00 | 6:00 | 20 | 45 | 6.2
2018-07-11 06:00 | 7:00 | 22.2 | 38 | 6.7
2018-07-11 07:00 | 8:00 | 22.2 | 38 | 5.7
2018-07-11 08:00 | 9:00 | 25 | 29 | 5.7
2018-07-11 09:00 | 10:00 | 25 | 35 | 4.6
2018-07-11 10:00 | 11:00 | 25 | 35 | 6.7
2018-07-11 11:00 | 12:00 | 25 | 35 | 8.2
2018-07-11 12:00 | 13:00 | 25.6 | 33 | 7.7
2018-07-11 13:00 | 14:00 | 25.6 | 33 | 6.7
2018-07-11 14:00 | 15:00 | 25 | 39 | 6.2
2018-07-11 15:00 | 16:00 | 23.3 | 50 | 5.7
2018-07-11 16:00 | 17:00 | 23.3 | 50 | 5.2
2018-07-11 17:00 | 18:00 | 24.4 | 48 | 5.2
2018-07-11 18:00 | 19:00 | 23.9 | 46 | 3.6
2018-07-11 19:00 | 20:00 | 23.9 | 46 | 2.6
2018-07-11 20:00 | 21:00 | 22.2 | 57 | 3.6
2018-07-11 21:00 | 22:00 | 21.7 | 61 | 6.2
2018-07-11 22:00 | 23:00 | 21.7 | 61 | 6.7
2018-07-11 23:00 | 24:00 | 20.6 | 65 | 4.6
2018-07-12 | 1:00 | 20.6 | 68 | 5.2
2018-07-12 01:00 | 2:00 | 20.6 | 68 | 4.6
2018-07-12 02:00 | 3:00 | 20 | 76 | 6.2
2018-07-12 03:00 | 4:00 | 20 | 76 | 4.1
2018-07-12 04:00 | 5:00 | 20 | 76 | 3.1
2018-07-12 05:00 | 6:00 | 22.2 | 64 | 2.6
2018-07-12 06:00 | 7:00 | 22.8 | 59 | 2.1
2018-07-12 07:00 | 8:00 | 22.8 | 59 | 1.5
2018-07-12 08:00 | 9:00 | 26.1 | 42 | 3.1
2018-07-12 09:00 | 10:00 | 26.7 | 38 | 3.6
2018-07-12 10:00 | 11:00 | 26.7 | 38 | 4.6
2018-07-12 11:00 | 12:00 | 26.1 | 47 | 4.6
2018-07-12 12:00 | 13:00 | 26.1 | 44 | 5.2
2018-07-12 13:00 | 14:00 | 26.1 | 44 | 6.7
2018-07-12 14:00 | 15:00 | 24.4 | 60 | 6.2
2018-07-12 15:00 | 16:00 | 25.6 | 52 | 5.2
2018-07-12 16:00 | 17:00 | 25.6 | 52 | 8.8
2018-07-12 17:00 | 18:00 | 23.9 | 69 | 6.7
2018-07-12 18:00 | 19:00 | 25 | 54 | 5.2
2018-07-12 19:00 | 20:00 | 25 | 54 | 6.2
2018-07-12 20:00 | 21:00 | 22.8 | 61 | 5.2
2018-07-12 21:00 | 22:00 | 22.8 | 64 | 5.7
2018-07-12 22:00 | 23:00 | 22.8 | 64 | 5.7
2018-07-12 23:00 | 24:00 | 21.7 | 81 | 6.2
2018-07-13 | 1:00 | 21.1 | 84 | 6.2
2018-07-13 01:00 | 2:00 | 21.1 | 84 | 4.6
2018-07-13 02:00 | 3:00 | 20 | 81 | 2.6
2018-07-13 03:00 | 4:00 | 20 | 81 | 5.2
2018-07-13 04:00 | 5:00 | 20 | 81 | 4.1
2018-07-13 05:00 | 6:00 | 22.2 | 61 | 2.1
2018-07-13 06:00 | 7:00 | 23.9 | 55 | 3.1
2018-07-13 07:00 | 8:00 | 23.9 | 55 | 4.1
2018-07-13 08:00 | 9:00 | 26.1 | 47 | 3.6
2018-07-13 09:00 | 10:00 | 26.1 | 54 | 5.2
2018-07-13 10:00 | 11:00 | 26.1 | 54 | 6.2
2018-07-13 11:00 | 12:00 | 27.8 | 47 | 7.2
2018-07-13 12:00 | 13:00 | 28.9 | 43 | 5.7
2018-07-13 13:00 | 14:00 | 28.9 | 43 | 6.7
2018-07-13 14:00 | 15:00 | 27.8 | 44 | 5.7
2018-07-13 15:00 | 16:00 | 26.7 | 51 | 4.1
2018-07-13 16:00 | 17:00 | 26.7 | 51 | 3.1
2018-07-13 17:00 | 18:00 | 28.3 | 44 | 3.1
2018-07-13 18:00 | 19:00 | 25.6 | 43 | 2.1
2018-07-13 19:00 | 20:00 | 25.6 | 43 | 1.5
2018-07-13 20:00 | 21:00 | 23.9 | 54 | 4.6
2018-07-13 21:00 | 22:00 | 23.3 | 53 | 6.2
2018-07-13 22:00 | 23:00 | 23.3 | 53 | 5.7
2018-07-13 23:00 | 24:00 | 22.8 | 57 | 4.1
2018-07-14 | 1:00 | 22.2 | 57 | 3.6
2018-07-14 01:00 | 2:00 | 22.2 | 57 | 4.1
2018-07-14 02:00 | 3:00 | 21.1 | 63 | 2.6
2018-07-14 03:00 | 4:00 | 21.1 | 63 | 3.1
2018-07-14 04:00 | 5:00 | 21.1 | 63 | 4.6
2018-07-14 05:00 | 6:00 | 22.2 | 61 | 4.6
2018-07-14 06:00 | 7:00 | 23.9 | 57 | 6.2
2018-07-14 07:00 | 8:00 | 23.9 | 57 | 6.7
2018-07-14 08:00 | 9:00 | 27.8 | 53 | 6.2
2018-07-14 09:00 | 10:00 | 28.9 | 53 | 7.2
2018-07-14 10:00 | 11:00 | 28.9 | 53 | 6.7
2018-07-14 11:00 | 12:00 | 32.2 | 44 | 7.7
2018-07-14 12:00 | 13:00 | 31.1 | 50 | 8.2
2018-07-14 13:00 | 14:00 | 31.1 | 50 | 8.8
2018-07-14 14:00 | 15:00 | 30 | 51 | 8.2
2018-07-14 15:00 | 16:00 | 29.4 | 43 | 9.3
2018-07-14 16:00 | 17:00 | 29.4 | 43 | 7.7
2018-07-14 17:00 | 18:00 | 27.2 | 41 | 8.2
2018-07-14 18:00 | 19:00 | 25.6 | 50 | 7.7
2018-07-14 19:00 | 20:00 | 25.6 | 50 | 5.7
2018-07-14 20:00 | 21:00 | 23.9 | 55 | 5.2
2018-07-14 21:00 | 22:00 | 23.3 | 57 | 6.2
2018-07-14 22:00 | 23:00 | 23.3 | 57 | 6.2
2018-07-14 23:00 | 24:00 | 22.8 | 64 | 4.1
2018-07-15 | 1:00 | 22.8 | 66 | 5.2
2018-07-15 01:00 | 2:00 | 22.2 | 68 | 5.7
2018-07-15 02:00 | 3:00 | 22.2 | 71 | 6.2
2018-07-15 03:00 | 4:00 | 22.8 | 71 | 5.2
2018-07-15 04:00 | 5:00 | 22.8 | 71 | 5.7
2018-07-15 05:00 | 6:00 | 27.2 | 49 | 6.2
2018-07-15 06:00 | 7:00 | 26.1 | 52 | 6.2
2018-07-15 07:00 | 8:00 | 26.1 | 52 | 6.7
2018-07-15 08:00 | 9:00 | 27.8 | 47 | 6.7
2018-07-15 09:00 | 10:00 | 27.2 | 51 | 6.2
2018-07-15 10:00 | 11:00 | 27.2 | 51 | 6.7
2018-07-15 11:00 | 12:00 | 30 | 45 | 7.7
2018-07-15 12:00 | 13:00 | 30 | 45 | 8.2
2018-07-15 13:00 | 14:00 | 30 | 45 | 8.2
2018-07-15 14:00 | 15:00 | 32.2 | 35 | 6.7
2018-07-15 15:00 | 16:00 | 32.2 | 37 | 7.7
2018-07-15 16:00 | 17:00 | 32.2 | 37 | 6.7
2018-07-15 17:00 | 18:00 | 31.7 | 38 | 6.7
2018-07-15 18:00 | 19:00 | 30.6 | 42 | 6.7
2018-07-15 19:00 | 20:00 | 30.6 | 42 | 5.2
2018-07-15 20:00 | 21:00 | 27.8 | 53 | 3.1
2018-07-15 21:00 | 22:00 | 26.7 | 54 | 3.6
2018-07-15 22:00 | 23:00 | 26.7 | 54 | 4.1
2018-07-15 23:00 | 24:00 | 25 | 62 | 5.2
2018-07-16 | 1:00 | 25 | 62 | 4.1
2018-07-16 01:00 | 2:00 | 25 | 62 | 4.1
2018-07-16 02:00 | 3:00 | 22.8 | 71 | 5.2
2018-07-16 03:00 | 4:00 | 22.8 | 71 | 4.1
2018-07-16 04:00 | 5:00 | 22.8 | 71 | 6.2
2018-07-16 05:00 | 6:00 | 23.9 | 69 | 6.7
2018-07-16 06:00 | 7:00 | 25.6 | 62 | 5.2
2018-07-16 07:00 | 8:00 | 25.6 | 62 | 5.7
2018-07-16 08:00 | 9:00 | 28.9 | 55 | 5.2
2018-07-16 09:00 | 10:00 | 30 | 51 | 5.7
2018-07-16 10:00 | 11:00 | 30 | 51 | 6.2
2018-07-16 11:00 | 12:00 | 31.7 | 45 | 4.6
2018-07-16 12:00 | 13:00 | 31.1 | 43 | 6.2
2018-07-16 13:00 | 14:00 | 31.1 | 43 | 3.6
2018-07-16 14:00 | 15:00 | 32.2 | 42 | 6.7
2018-07-16 15:00 | 16:00 | 31.1 | 48 | 5.2
2018-07-16 16:00 | 17:00 | 31.1 | 48 | 6.7
2018-07-16 17:00 | 18:00 | 29.4 | 55 | 5.2
2018-07-16 18:00 | 19:00 | 28.3 | 63 | 4.1
2018-07-16 19:00 | 20:00 | 28.3 | 63 | 4.1
2018-07-16 20:00 | 21:00 | 26.7 | 74 | 3.6
2018-07-16 21:00 | 22:00 | 26.1 | 77 | 3.1
2018-07-16 22:00 | 23:00 | 26.1 | 77 | 3.1
2018-07-16 23:00 | 24:00 | 25.6 | 76 | 2.6
2018-07-17 | 1:00 | 26 | 79 | 2.6
2018-07-17 01:00 | 2:00 | 25 | 84 | 3.6
2018-07-17 02:00 | 3:00 | 24.4 | 79 | 4.1
2018-07-17 03:00 | 4:00 | 23.9 | 79 | 2.6
2018-07-17 04:00 | 5:00 | 23.9 | 79 | 3.6
2018-07-17 05:00 | 6:00 | 24.4 | 76 | 3.6
2018-07-17 06:00 | 7:00 | 26.1 | 65 | 2.6
2018-07-17 07:00 | 8:00 | 26.1 | 65 | 2.6
2018-07-17 08:00 | 9:00 | 28.3 | 57 | 3.6
2018-07-17 09:00 | 10:00 | 30 | 48 | 4.1
2018-07-17 10:00 | 11:00 | 30 | 48 | 6.2
2018-07-17 11:00 | 12:00 | 27.2 | 65 | 6.2
2018-07-17 12:00 | 13:00 | 26.1 | 69 | 6.2
2018-07-17 13:00 | 14:00 | 26.1 | 69 | 5.2
2018-07-17 14:00 | 15:00 | 25 | 71 | 5.2
2018-07-17 15:00 | 16:00 | 25 | 71 | 4.6
2018-07-17 16:00 | 17:00 | 25 | 71 | 5.2
2018-07-17 17:00 | 18:00 | 24.4 | 74 | 5.2
2018-07-17 18:00 | 19:00 | 23.9 | 76 | 3.1
2018-07-17 19:00 | 20:00 | 23.9 | 76 | 4.6
2018-07-17 20:00 | 21:00 | 22.2 | 84 | 4.1
2018-07-17 21:00 | 22:00 | 23.3 | 82 | 4.6
2018-07-17 22:00 | 23:00 | 23.3 | 82 | 3.6
2018-07-17 23:00 | 24:00 | 26.1 | 77 | 4.1
2018-07-18 | 1:00 | 26.1 | 74 | 4.1
2018-07-18 01:00 | 2:00 | 25.6 | 71 | 4.1
2018-07-18 02:00 | 3:00 | 25 | 71 | 4.1
2018-07-18 03:00 | 4:00 | 24.4 | 71 | 4.6
2018-07-18 04:00 | 5:00 | 24.4 | 71 | 4.6
2018-07-18 05:00 | 6:00 | 26.1 | 65 | 3.6
2018-07-18 06:00 | 7:00 | 27.2 | 65 | 5.7
2018-07-18 07:00 | 8:00 | 27.2 | 65 | 3.6
2018-07-18 08:00 | 9:00 | 31.1 | 48 | 3.1
2018-07-18 09:00 | 10:00 | 32.2 | 41 | 3.1
2018-07-18 10:00 | 11:00 | 32.2 | 41 | 5.2
2018-07-18 11:00 | 12:00 | 33.9 | 36 | 6.7
2018-07-18 12:00 | 13:00 | 35 | 35 | 7.7
2018-07-18 13:00 | 14:00 | 35 | 35 | 5.7
2018-07-18 14:00 | 15:00 | 35.6 | 36 | 4.6
2018-07-18 15:00 | 16:00 | 34.4 | 40 | 7.7
2018-07-18 16:00 | 17:00 | 34.4 | 40 | 9.3
2018-07-18 17:00 | 18:00 | 32.8 | 42 | 6.2
2018-07-18 18:00 | 19:00 | 31.7 | 45 | 3.6
2018-07-18 19:00 | 20:00 | 31.7 | 45 | 4.6
2018-07-18 20:00 | 21:00 | 30 | 48 | 6.7
2018-07-18 21:00 | 22:00 | 29.4 | 50 | 8.8
2018-07-18 22:00 | 23:00 | 29.4 | 50 | 5.2
2018-07-18 23:00 | 24:00 | 30 | 51 | 4.1
2018-07-19 | 1:00 | 30.6 | 50 | 3.6
2018-07-19 01:00 | 2:00 | 30.6 | 50 | 4.1
2018-07-19 02:00 | 3:00 | 28.9 | 57 | 2.1
2018-07-19 03:00 | 4:00 | 27.2 | 65 | 2.1
2018-07-19 04:00 | 5:00 | 27.2 | 65 | 1.5
2018-07-19 05:00 | 6:00 | 28.9 | 59 | 2.1
2018-07-19 06:00 | 7:00 | 30 | 55 | 2.1
2018-07-19 07:00 | 8:00 | 30 | 55 | 1.5
2018-07-19 08:00 | 9:00 | 29.4 | 59 | 3.6
2018-07-19 09:00 | 10:00 | 26.7 | 67 | 4.1
2018-07-19 10:00 | 11:00 | 26.7 | 67 | 6.2
2018-07-19 11:00 | 12:00 | 28.9 | 57 | 7.2
2018-07-19 12:00 | 13:00 | 27.2 | 61 | 6.2
2018-07-19 13:00 | 14:00 | 27.2 | 61 | 7.2
2018-07-19 14:00 | 15:00 | 22 | 88 | 6.2
2018-07-19 15:00 | 16:00 | 21.1 | 93 | 6.2
2018-07-19 16:00 | 17:00 | 21.1 | 93 | 5.2
2018-07-19 17:00 | 18:00 | 22 | 94 | 5.7
2018-07-19 18:00 | 19:00 | 22.2 | 91 | 6.2
2018-07-19 19:00 | 20:00 | 22.2 | 91 | 4.6
2018-07-19 20:00 | 21:00 | 23.9 | 90 | 4.1
2018-07-19 21:00 | 22:00 | 23.9 | 88 | 4.1
2018-07-19 22:00 | 23:00 | 23.9 | 88 | 3.6
2018-07-19 23:00 | 24:00 | 23.3 | 79 | 3.6
2018-07-20 | 1:00 | 22.8 | 71 | 3.1
2018-07-20 01:00 | 2:00 | 22.8 | 71 | 3.6
2018-07-20 02:00 | 3:00 | 18.9 | 78 | 2.1
2018-07-20 03:00 | 4:00 | 18.9 | 81 | 5.2
2018-07-20 04:00 | 5:00 | 18.9 | 81 | 3.6
2018-07-20 05:00 | 6:00 | 20.6 | 70 | 4.6
2018-07-20 06:00 | 7:00 | 21.1 | 66 | 3.1
2018-07-20 07:00 | 8:00 | 21.1 | 66 | 4.6
2018-07-20 08:00 | 9:00 | 22.8 | 53 | 5.2
2018-07-20 09:00 | 10:00 | 22.2 | 49 | 4.1
2018-07-20 10:00 | 11:00 | 22.2 | 49 | 5.2
2018-07-20 11:00 | 12:00 | 22.8 | 53 | 3.6
2018-07-20 12:00 | 13:00 | 22.8 | 57 | 5.2
2018-07-20 13:00 | 14:00 | 22.8 | 57 | 5.7
2018-07-20 14:00 | 15:00 | 23.3 | 64 | 6.7
2018-07-20 15:00 | 16:00 | 23.3 | 66 | 5.2
2018-07-20 16:00 | 17:00 | 23.3 | 66 | 4.6
2018-07-20 17:00 | 18:00 | 21.7 | 70 | 5.2
2018-07-20 18:00 | 19:00 | 21.1 | 71 | 5.7
2018-07-20 19:00 | 20:00 | 21.1 | 71 | 5.2
2018-07-20 20:00 | 21:00 | 20 | 84 | 5.2
2018-07-20 21:00 | 22:00 | 20.6 | 78 | 6.2
2018-07-20 22:00 | 23:00 | 20.6 | 78 | 7.7
2018-07-20 23:00 | 24:00 | 19.4 | 87 | 7.2
2018-07-21 | 1:00 | 19.4 | 84 | 7.7
2018-07-21 01:00 | 2:00 | 19.4 | 84 | 8.8
2018-07-21 02:00 | 3:00 | 19.4 | 84 | 7.2
2018-07-21 03:00 | 4:00 | 19.4 | 87 | 7.2
2018-07-21 04:00 | 5:00 | 19.4 | 87 | 7.7
2018-07-21 05:00 | 6:00 | 18.9 | 70 | 8.2
2018-07-21 06:00 | 7:00 | 20 | 68 | 4.6
2018-07-21 07:00 | 8:00 | 20 | 68 | 6.7
2018-07-21 08:00 | 9:00 | 20.6 | 63 | 7.7
2018-07-21 09:00 | 10:00 | 20.6 | 63 | 7.7
2018-07-21 10:00 | 11:00 | 20.6 | 63 | 8.2
2018-07-21 11:00 | 12:00 | 20.6 | 65 | 7.2
2018-07-21 12:00 | 13:00 | 21.1 | 66 | 7.7
2018-07-21 13:00 | 14:00 | 21.1 | 66 | 7.7
2018-07-21 14:00 | 15:00 | 20.6 | 70 | 8.8
2018-07-21 15:00 | 16:00 | 20.6 | 68 | 7.7
2018-07-21 16:00 | 17:00 | 20.6 | 68 | 5.2
2018-07-21 17:00 | 18:00 | 20.6 | 63 | 4.6
2018-07-21 18:00 | 19:00 | 19.4 | 70 | 5.2
2018-07-21 19:00 | 20:00 | 19.4 | 70 | 4.6
2018-07-21 20:00 | 21:00 | 18.9 | 73 | 4.1
2018-07-21 21:00 | 22:00 | 18.3 | 81 | 5.2
2018-07-21 22:00 | 23:00 | 18.3 | 81 | 4.1
2018-07-21 23:00 | 24:00 | 17.8 | 84 | 5.2
2018-07-22 | 1:00 | 17.8 | 84 | 4.1
2018-07-22 01:00 | 2:00 | 17.8 | 84 | 3.6
2018-07-22 02:00 | 3:00 | 16.7 | 84 | 4.1
2018-07-22 03:00 | 4:00 | 16.7 | 84 | 4.1
2018-07-22 04:00 | 5:00 | 16.7 | 84 | 5.2
2018-07-22 05:00 | 6:00 | 17.8 | 75 | 6.2
2018-07-22 06:00 | 7:00 | 20 | 68 | 6.2
2018-07-22 07:00 | 8:00 | 20 | 68 | 7.2
2018-07-22 08:00 | 9:00 | 21.1 | 61 | 4.1
2018-07-22 09:00 | 10:00 | 21.7 | 66 | 4.1
2018-07-22 10:00 | 11:00 | 21.7 | 66 | 2.1
2018-07-22 11:00 | 12:00 | 21.7 | 68 | 4.1
2018-07-22 12:00 | 13:00 | 22.2 | 64 | 4.6
2018-07-22 13:00 | 14:00 | 22.2 | 64 | 4.6
2018-07-22 14:00 | 15:00 | 22.2 | 55 | 5.2
2018-07-22 15:00 | 16:00 | 22.8 | 59 | 5.2
2018-07-22 16:00 | 17:00 | 22.8 | 59 | 4.1
2018-07-22 17:00 | 18:00 | 21.7 | 59 | 1.5
2018-07-22 18:00 | 19:00 | 21.1 | 59 | 3.1
2018-07-22 19:00 | 20:00 | 21.1 | 59 | 2.1
2018-07-22 20:00 | 21:00 | 20 | 63 | 4.6
2018-07-22 21:00 | 22:00 | 19.4 | 66 | 4.1
2018-07-22 22:00 | 23:00 | 19.4 | 66 | 5.2
2018-07-22 23:00 | 24:00 | 18.9 | 75 | 5.2
2018-07-23 | 1:00 | 18.3 | 78 | 4.1
2018-07-23 01:00 | 2:00 | 18.3 | 78 | 3.6
2018-07-23 02:00 | 3:00 | 17.8 | 78 | 4.1
2018-07-23 03:00 | 4:00 | 16.7 | 80 | 4.1
2018-07-23 04:00 | 5:00 | 16.7 | 80 | 4.1
2018-07-23 05:00 | 6:00 | 17.8 | 78 | 5.2
2018-07-23 06:00 | 7:00 | 20.6 | 63 | 3.6
2018-07-23 07:00 | 8:00 | 20.6 | 63 | 4.1
2018-07-23 08:00 | 9:00 | 24.4 | 54 | 4.1
2018-07-23 09:00 | 10:00 | 26.1 | 50 | 6.7
2018-07-23 10:00 | 11:00 | 26.1 | 50 | 4.1
2018-07-23 11:00 | 12:00 | 28.3 | 32 | 5.7
2018-07-23 12:00 | 13:00 | 27.2 | 44 | 5.7
2018-07-23 13:00 | 14:00 | 27.2 | 44 | 6.2
2018-07-23 14:00 | 15:00 | 28.9 | 41 | 6.2
2018-07-23 15:00 | 16:00 | 27.8 | 47 | 5.7
2018-07-23 16:00 | 17:00 | 27.8 | 47 | 5.2
2018-07-23 17:00 | 18:00 | 25 | 48 | 5.2
2018-07-23 18:00 | 19:00 | 23.3 | 57 | 4.6
2018-07-23 19:00 | 20:00 | 23.3 | 57 | 3.6
2018-07-23 20:00 | 21:00 | 21.1 | 68 | 2.6
2018-07-23 21:00 | 22:00 | 20.6 | 73 | 2.6
2018-07-23 22:00 | 23:00 | 20.6 | 73 | 1
2018-07-23 23:00 | 24:00 | 20 | 76 | 1
2018-07-24 | 1:00 | 19.4 | 79 | 4.1
2018-07-24 01:00 | 2:00 | 19.4 | 79 | 4.1
2018-07-24 02:00 | 3:00 | 19.4 | 81 | 4.6
2018-07-24 03:00 | 4:00 | 19.4 | 81 | 3.6
2018-07-24 04:00 | 5:00 | 19.4 | 81 | 3.6
2018-07-24 05:00 | 6:00 | 20 | 84 | 4.1
2018-07-24 06:00 | 7:00 | 20.6 | 84 | 5.2
2018-07-24 07:00 | 8:00 | 20.6 | 84 | 5.2
2018-07-24 08:00 | 9:00 | 23.3 | 74 | 5.7
2018-07-24 09:00 | 10:00 | 25 | 69 | 5.2
2018-07-24 10:00 | 11:00 | 25 | 69 | 6.7
2018-07-24 11:00 | 12:00 | 25.6 | 67 | 5.2
2018-07-24 12:00 | 13:00 | 26.7 | 62 | 5.2
2018-07-24 13:00 | 14:00 | 26.7 | 62 | 5.2
2018-07-24 14:00 | 15:00 | 28.9 | 55 | 5.2
2018-07-24 15:00 | 16:00 | 28.9 | 53 | 5.7
2018-07-24 16:00 | 17:00 | 28.9 | 53 | 4.6
2018-07-24 17:00 | 18:00 | 26.1 | 69 | 4.1
2018-07-24 18:00 | 19:00 | 25 | 77 | 3.1
2018-07-24 19:00 | 20:00 | 25 | 77 | 3.1
2018-07-24 20:00 | 21:00 | 23.9 | 82 | 3.1
2018-07-24 21:00 | 22:00 | 24 | 83 | 2.6
2018-07-24 22:00 | 23:00 | 23.9 | 84 | 1
2018-07-24 23:00 | 24:00 | 23.3 | 87 | 2.1
2018-07-25 | 1:00 | 23 | 89 | 2.1
2018-07-25 01:00 | 2:00 | 22.8 | 90 | 1.5
2018-07-25 02:00 | 3:00 | 23 | 89 | 1.5
2018-07-25 03:00 | 4:00 | 24 | 83 | 1.5
2018-07-25 04:00 | 5:00 | 23.9 | 79 | 2.1
2018-07-25 05:00 | 6:00 | 22.2 | 87 | 2.1
2018-07-25 06:00 | 7:00 | 22.2 | 84 | 1.5
2018-07-25 07:00 | 8:00 | 22.2 | 84 | 3.6
2018-07-25 08:00 | 9:00 | 25.6 | 76 | 3.6
2018-07-25 09:00 | 10:00 | 27 | 70 | 5.2
2018-07-25 10:00 | 11:00 | 27.2 | 67 | 5.2
2018-07-25 11:00 | 12:00 | 29.4 | 57 | 7.7
2018-07-25 12:00 | 13:00 | 31.7 | 50 | 7.7
2018-07-25 13:00 | 14:00 | 31.7 | 50 | 9.3
2018-07-25 14:00 | 15:00 | 23 | 83 | 6.7
2018-07-25 15:00 | 16:00 | 21 | 88 | 7.2
2018-07-25 16:00 | 17:00 | 21.7 | 87 | 7.7
2018-07-25 17:00 | 18:00 | 22.8 | 79 | 7.2
2018-07-25 18:00 | 19:00 | 22.8 | 73 | 5.2
2018-07-25 19:00 | 20:00 | 22.8 | 73 | 7.2
2018-07-25 20:00 | 21:00 | 21 | 83 | 6.2
2018-07-25 21:00 | 22:00 | 21.7 | 66 | 5.2
2018-07-25 22:00 | 23:00 | 21.7 | 66 | 5.2
2018-07-25 23:00 | 24:00 | 20.6 | 59 | 4.6
2018-07-26 | 1:00 | 20 | 57 | 3.6
2018-07-26 01:00 | 2:00 | 20 | 57 | 5.2
2018-07-26 02:00 | 3:00 | 18.9 | 59 | 5.2
2018-07-26 03:00 | 4:00 | 18.3 | 61 | 3.1
2018-07-26 04:00 | 5:00 | 18.3 | 61 | 3.1
2018-07-26 05:00 | 6:00 | 18.9 | 61 | 2.6
2018-07-26 06:00 | 7:00 | 20 | 59 | 3.1
2018-07-26 07:00 | 8:00 | 20 | 59 | 4.6
2018-07-26 08:00 | 9:00 | 22.8 | 50 | 3.6
2018-07-26 09:00 | 10:00 | 23.9 | 43 | 4.6
2018-07-26 10:00 | 11:00 | 23.9 | 43 | 4.1
2018-07-26 11:00 | 12:00 | 25.6 | 39 | 5.7
2018-07-26 12:00 | 13:00 | 26.1 | 36 | 6.7
2018-07-26 13:00 | 14:00 | 26.1 | 36 | 6.2
2018-07-26 14:00 | 15:00 | 27.8 | 33 | 7.7
2018-07-26 15:00 | 16:00 | 28 | 32 | 6.7
2018-07-26 16:00 | 17:00 | 27.8 | 32 | 6.7
2018-07-26 17:00 | 18:00 | 27.2 | 34 | 6.2
2018-07-26 18:00 | 19:00 | 21.7 | 59 | 6.7
2018-07-26 19:00 | 20:00 | 21.7 | 59 | 6.2
2018-07-26 20:00 | 21:00 | 22.8 | 55 | 4.6
2018-07-26 21:00 | 22:00 | 21.7 | 66 | 4.6
2018-07-26 22:00 | 23:00 | 21.7 | 66 | 5.2
2018-07-26 23:00 | 24:00 | 20.6 | 73 | 6.2
2018-07-27 | 1:00 | 20 | 81 | 6.7
2018-07-27 01:00 | 2:00 | 20 | 81 | 6.2
2018-07-27 02:00 | 3:00 | 20 | 73 | 6.2
2018-07-27 03:00 | 4:00 | 19.4 | 73 | 6.2
2018-07-27 04:00 | 5:00 | 19.4 | 73 | 5.7
2018-07-27 05:00 | 6:00 | 21.1 | 68 | 5.2
2018-07-27 06:00 | 7:00 | 22.2 | 68 | 5.7
2018-07-27 07:00 | 8:00 | 22.2 | 68 | 6.7
2018-07-27 08:00 | 9:00 | 23.9 | 64 | 8.2
2018-07-27 09:00 | 10:00 | 23.9 | 62 | 7.7
2018-07-27 10:00 | 11:00 | 23.9 | 62 | 7.2
2018-07-27 11:00 | 12:00 | 24.4 | 64 | 7.7
2018-07-27 12:00 | 13:00 | 25 | 62 | 8.2
2018-07-27 13:00 | 14:00 | 25 | 62 | 8.8
2018-07-27 14:00 | 15:00 | 27.2 | 65 | 6.7
2018-07-27 15:00 | 16:00 | 27.8 | 60 | 8.8
2018-07-27 16:00 | 17:00 | 27.8 | 60 | 7.7
2018-07-27 17:00 | 18:00 | 27.8 | 63 | 7.7
2018-07-27 18:00 | 19:00 | 26.1 | 74 | 5.2
2018-07-27 19:00 | 20:00 | 26.1 | 74 | 7.2
2018-07-27 20:00 | 21:00 | 24.4 | 82 | 5.7
2018-07-27 21:00 | 22:00 | 23.9 | 88 | 5.2
2018-07-27 22:00 | 23:00 | 23.9 | 88 | 5.2
2018-07-27 23:00 | 24:00 | 25 | 89 | 5.2
2018-07-28 | 1:00 | 25 | 83 | 5.2
2018-07-28 01:00 | 2:00 | 25 | 82 | 4.1
2018-07-28 02:00 | 3:00 | 23.3 | 82 | 3.6
2018-07-28 03:00 | 4:00 | 20 | 87 | 4.1
2018-07-28 04:00 | 5:00 | 20 | 87 | 3.1
2018-07-28 05:00 | 6:00 | 18.9 | 90 | 3.1
2018-07-28 06:00 | 7:00 | 18 | 94 | 2.6
2018-07-28 07:00 | 8:00 | 18.9 | 93 | 1.5
2018-07-28 08:00 | 9:00 | 18.9 | 93 | 3.1
2018-07-28 09:00 | 10:00 | 20 | 87 | 3.6
2018-07-28 10:00 | 11:00 | 20 | 87 | 5.2
2018-07-28 11:00 | 12:00 | 20.6 | 86 | 6.2
2018-07-28 12:00 | 13:00 | 22 | 83 | 7.2
2018-07-28 13:00 | 14:00 | 22.8 | 76 | 7.2
2018-07-28 14:00 | 15:00 | 21 | 83 | 8.8
2018-07-28 15:00 | 16:00 | 20.6 | 90 | 7.2
2018-07-28 16:00 | 17:00 | 20.6 | 90 | 5.2
2018-07-28 17:00 | 18:00 | 20 | 88 | 7.7
2018-07-28 18:00 | 19:00 | 18.9 | 90 | 6.7
2018-07-28 19:00 | 20:00 | 18.9 | 90 | 5.2
2018-07-28 20:00 | 21:00 | 19.4 | 84 | 6.7
2018-07-28 21:00 | 22:00 | 19.4 | 87 | 6.7
2018-07-28 22:00 | 23:00 | 19.4 | 87 | 7.2
2018-07-28 23:00 | 24:00 | 19.4 | 84 | 7.7
2018-07-29 | 1:00 | 18.9 | 87 | 5.2
2018-07-29 01:00 | 2:00 | 18.9 | 87 | 5.2
2018-07-29 02:00 | 3:00 | 18.3 | 84 | 5.7
2018-07-29 03:00 | 4:00 | 17.8 | 90 | 5.2
2018-07-29 04:00 | 5:00 | 17.8 | 90 | 5.7
2018-07-29 05:00 | 6:00 | 18.9 | 90 | 3.6
2018-07-29 06:00 | 7:00 | 18.3 | 93 | 3.6
2018-07-29 07:00 | 8:00 | 18.3 | 93 | 4.6
2018-07-29 08:00 | 9:00 | 19 | 88 | 5.2
2018-07-29 09:00 | 10:00 | 19 | 88 | 6.2
2018-07-29 10:00 | 11:00 | 20 | 87 | 5.2
2018-07-29 11:00 | 12:00 | 20.6 | 87 | 4.1
2018-07-29 12:00 | 13:00 | 22.2 | 79 | 5.7
2018-07-29 13:00 | 14:00 | 22.2 | 79 | 6.2
2018-07-29 14:00 | 15:00 | 21.1 | 84 | 5.2
2018-07-29 15:00 | 16:00 | 21 | 83 | 7.2
2018-07-29 16:00 | 17:00 | 20.6 | 87 | 5.2
2018-07-29 17:00 | 18:00 | 20 | 94 | 6.2
2018-07-29 18:00 | 19:00 | 19.4 | 93 | 4.1
2018-07-29 19:00 | 20:00 | 19.4 | 93 | 4.6
2018-07-29 20:00 | 21:00 | 19 | 94 | 4.1
2018-07-29 21:00 | 22:00 | 18.9 | 96 | 4.1
2018-07-29 22:00 | 23:00 | 18.9 | 96 | 3.6
2018-07-29 23:00 | 24:00 | 19 | 94 | 3.1
2018-07-30 | 1:00 | 19.4 | 93 | 4.1
2018-07-30 01:00 | 2:00 | 19.4 | 93 | 6.2
2018-07-30 02:00 | 3:00 | 19 | 94 | 5.2
2018-07-30 03:00 | 4:00 | 19.4 | 93 | 3.1
2018-07-30 04:00 | 5:00 | 19.4 | 93 | 5.2
2018-07-30 05:00 | 6:00 | 19 | 94 | 5.2
2018-07-30 06:00 | 7:00 | 19 | 94 | 5.2
2018-07-30 07:00 | 8:00 | 19.4 | 93 | 4.6
2018-07-30 08:00 | 9:00 | 19 | 94 | 5.2
2018-07-30 09:00 | 10:00 | 21 | 83 | 5.7
2018-07-30 10:00 | 11:00 | 20 | 87 | 5.2
2018-07-30 11:00 | 12:00 | 21 | 83 | 5.7
2018-07-30 12:00 | 13:00 | 21 | 78 | 5.7
2018-07-30 13:00 | 14:00 | 21.1 | 78 | 5.2
2018-07-30 14:00 | 15:00 | 22 | 69 | 3.1
2018-07-30 15:00 | 16:00 | 20.6 | 70 | 4.1
2018-07-30 16:00 | 17:00 | 20.6 | 70 | 3.6
2018-07-30 17:00 | 18:00 | 19 | 83 | 4.1
2018-07-30 18:00 | 19:00 | 18.9 | 81 | 3.6
2018-07-30 19:00 | 20:00 | 18.9 | 81 | 4.1
2018-07-30 20:00 | 21:00 | 19 | 83 | 3.1
2018-07-30 21:00 | 22:00 | 18.3 | 87 | 3.6
2018-07-30 22:00 | 23:00 | 18.3 | 87 | 4.1
2018-07-30 23:00 | 24:00 | 17.8 | 87 | 4.6
2018-07-31 | 1:00 | 17.8 | 87 | 3.6
2018-07-31 01:00 | 2:00 | 17.8 | 87 | 4.6
2018-07-31 02:00 | 3:00 | 18 | 88 | 3.6
2018-07-31 03:00 | 4:00 | 18 | 88 | 3.6
2018-07-31 04:00 | 5:00 | 17.8 | 87 | 4.1
2018-07-31 05:00 | 6:00 | 18.3 | 84 | 3.6
2018-07-31 06:00 | 7:00 | 20 | 76 | 4.6
2018-07-31 07:00 | 8:00 | 20 | 76 | 3.6
2018-07-31 08:00 | 9:00 | 22.2 | 71 | 4.1
2018-07-31 09:00 | 10:00 | 22.2 | 73 | 2.6
2018-07-31 10:00 | 11:00 | 22.2 | 73 | 4.1
2018-07-31 11:00 | 12:00 | 23.9 | 66 | 4.1
2018-07-31 12:00 | 13:00 | 23.9 | 69 | 4.1
2018-07-31 13:00 | 14:00 | 23.9 | 69 | 4.1
2018-07-31 14:00 | 15:00 | 24.4 | 64 | 4.6
2018-07-31 15:00 | 16:00 | 25 | 64 | 5.2
2018-07-31 16:00 | 17:00 | 25 | 64 | 4.1
2018-07-31 17:00 | 18:00 | 25.6 | 56 | 3.6
2018-07-31 18:00 | 19:00 | 22.1 | 66 | 4.1
2018-07-31 19:00 | 20:00 | 21.1 | 70 | 3.1
2018-07-31 20:00 | 21:00 | 20 | 76 | 4.1
2018-07-31 21:00 | 22:00 | 20.3 | 74 | 4
2018-07-31 22:00 | 23:00 | 20.7 | 70 | 3.8
2018-07-31 23:00 | 24:00 | 21.1 | 66 | 3.7
2010-08-01 | 1:00 | 21.4 | 63 | 3.5
2010-08-01 01:00 | 2:00 | 21.1 | 64 | 3.4
2010-08-01 02:00 | 3:00 | 21.5 | 62 | 3.2
2010-08-01 03:00 | 4:00 | 22.4 | 60 | 3.1
2010-08-01 04:00 | 5:00 | 23.5 | 56 | 3.6
2010-08-01 05:00 | 6:00 | 25.6 | 50 | 5.2
2010-08-01 06:00 | 7:00 | 25 | 52 | 3.6
2010-08-01 07:00 | 8:00 | 25 | 52 | 5.2
2010-08-01 08:00 | 9:00 | 28.9 | 43 | 5.2
2010-08-01 09:00 | 10:00 | 28.9 | 41 | 5.7
2010-08-01 10:00 | 11:00 | 28.9 | 41 | 5.7
2010-08-01 11:00 | 12:00 | 30.6 | 39 | 6.2
2010-08-01 12:00 | 13:00 | 31.1 | 36 | 7.2
2010-08-01 13:00 | 14:00 | 31.1 | 36 | 6.2
2010-08-01 14:00 | 15:00 | 27.8 | 46 | 6.7
2010-08-01 15:00 | 16:00 | 26.1 | 47 | 6.2
2010-08-01 16:00 | 17:00 | 26.1 | 47 | 5.2
2010-08-01 17:00 | 18:00 | 26.7 | 51 | 4.1
2010-08-01 18:00 | 19:00 | 26.1 | 50 | 4.1
2010-08-01 19:00 | 20:00 | 26.1 | 50 | 4.6
2010-08-01 20:00 | 21:00 | 25.6 | 54 | 3.6
2010-08-01 21:00 | 22:00 | 24.4 | 60 | 3.6
2010-08-01 22:00 | 23:00 | 24.4 | 60 | 3.6
2010-08-01 23:00 | 24:00 | 23.3 | 53 | 4.1
2010-08-02 | 1:00 | 22.8 | 53 | 1.5
2010-08-02 01:00 | 2:00 | 22.8 | 53 | 4.1
2010-08-02 02:00 | 3:00 | 21.7 | 51 | 3.6
2010-08-02 03:00 | 4:00 | 20.6 | 57 | 3.1
2010-08-02 04:00 | 5:00 | 20.6 | 57 | 2.6
2010-08-02 05:00 | 6:00 | 20.6 | 57 | 4.1
2010-08-02 06:00 | 7:00 | 22.2 | 51 | 3.6
2010-08-02 07:00 | 8:00 | 22.2 | 51 | 3.1
2010-08-02 08:00 | 9:00 | 26.1 | 41 | 3.6
2010-08-02 09:00 | 10:00 | 27.2 | 37 | 5.2
2010-08-02 10:00 | 11:00 | 27.2 | 37 | 5.2
2010-08-02 11:00 | 12:00 | 29.4 | 35 | 5.7
2010-08-02 12:00 | 13:00 | 30 | 33 | 5.7
2010-08-02 13:00 | 14:00 | 30 | 33 | 6.2
2010-08-02 14:00 | 15:00 | 30 | 31 | 6.2
2010-08-02 15:00 | 16:00 | 30 | 30 | 14.4
2010-08-02 16:00 | 17:00 | 30 | 30 | 7.2
2010-08-02 17:00 | 18:00 | 28.9 | 36 | 5.2
2010-08-02 18:00 | 19:00 | 27.8 | 40 | 5.7
2010-08-02 19:00 | 20:00 | 27.8 | 40 | 6.2
2010-08-02 20:00 | 21:00 | 23.9 | 57 | 6.2
2010-08-02 21:00 | 22:00 | 22.2 | 64 | 4.6
2010-08-02 22:00 | 23:00 | 22.2 | 64 | 4.6
2010-08-02 23:00 | 24:00 | 21.7 | 81 | 4.1
2010-08-03 | 1:00 | 21.1 | 87 | 4.1
2010-08-03 01:00 | 2:00 | 20.6 | 90 | 3.6
2010-08-03 02:00 | 3:00 | 20.6 | 90 | 3.1
2010-08-03 03:00 | 4:00 | 20 | 93 | 3.6
2010-08-03 04:00 | 5:00 | 20 | 93 | 4.1
2010-08-03 05:00 | 6:00 | 21.7 | 90 | 4.6
2010-08-03 06:00 | 7:00 | 23.3 | 82 | 4.1
2010-08-03 07:00 | 8:00 | 23.3 | 82 | 5.7
2010-08-03 08:00 | 9:00 | 28.3 | 49 | 5.2
2010-08-03 09:00 | 10:00 | 30 | 40 | 5.7
2010-08-03 10:00 | 11:00 | 30 | 40 | 5.2
2010-08-03 11:00 | 12:00 | 31.1 | 39 | 4.1
2010-08-03 12:00 | 13:00 | 31.1 | 40 | 6.7
2010-08-03 13:00 | 14:00 | 31.1 | 40 | 6.2
2010-08-03 14:00 | 15:00 | 31.1 | 40 | 6.2
2010-08-03 15:00 | 16:00 | 30 | 48 | 6.7
2010-08-03 16:00 | 17:00 | 30 | 48 | 6.7
2010-08-03 17:00 | 18:00 | 27.2 | 53 | 4.6
2010-08-03 18:00 | 19:00 | 26.1 | 56 | 4.6
2010-08-03 19:00 | 20:00 | 26.1 | 56 | 4.1
2010-08-03 20:00 | 21:00 | 25 | 65 | 3.1
2010-08-03 21:00 | 22:00 | 24.4 | 74 | 2.6
2010-08-03 22:00 | 23:00 | 24.4 | 74 | 4.1
2010-08-03 23:00 | 24:00 | 23.3 | 85 | 4.6
2010-08-04 | 1:00 | 23.3 | 87 | 3.6
2010-08-04 01:00 | 2:00 | 23.3 | 87 | 3.6
2010-08-04 02:00 | 3:00 | 23.3 | 87 | 4.1
2010-08-04 03:00 | 4:00 | 22.8 | 90 | 4.1
2010-08-04 04:00 | 5:00 | 22.8 | 90 | 5.2
2010-08-04 05:00 | 6:00 | 22 | 100 | 5.2
2010-08-04 06:00 | 7:00 | 21 | 88 | 7.2
2010-08-04 07:00 | 8:00 | 20 | 93 | 6.7
2010-08-04 08:00 | 9:00 | 25.6 | 71 | 6.7
2010-08-04 09:00 | 10:00 | 26.1 | 72 | 6.7
2010-08-04 10:00 | 11:00 | 26.1 | 72 | 7.2
2010-08-04 11:00 | 12:00 | 28.9 | 53 | 7.7
2010-08-04 12:00 | 13:00 | 30.6 | 48 | 7.2
2010-08-04 13:00 | 14:00 | 30.6 | 48 | 7.2
2010-08-04 14:00 | 15:00 | 28 | 51 | 7.2
2010-08-04 15:00 | 16:00 | 27 | 54 | 6.7
2010-08-04 16:00 | 17:00 | 22.2 | 82 | 6.7
2010-08-04 17:00 | 18:00 | 22.2 | 82 | 6.7
2010-08-04 18:00 | 19:00 | 22 | 78 | 6.2
2010-08-04 19:00 | 20:00 | 21.7 | 79 | 5.7
2010-08-04 20:00 | 21:00 | 22.2 | 79 | 6.2
2010-08-04 21:00 | 22:00 | 21.1 | 84 | 5.7
2010-08-04 22:00 | 23:00 | 21.1 | 84 | 6.7
2010-08-04 23:00 | 24:00 | 22.2 | 79 | 6.7
2010-08-05 | 1:00 | 21.7 | 73 | 5.7
2010-08-05 01:00 | 2:00 | 21.7 | 73 | 6.2
2010-08-05 02:00 | 3:00 | 20 | 78 | 6.2
2010-08-05 03:00 | 4:00 | 20.6 | 68 | 6.2
2010-08-05 04:00 | 5:00 | 20.6 | 68 | 7.2
2010-08-05 05:00 | 6:00 | 21.7 | 66 | 6.7
2010-08-05 06:00 | 7:00 | 21.1 | 76 | 6.7
2010-08-05 07:00 | 8:00 | 21.1 | 76 | 6.7
2010-08-05 08:00 | 9:00 | 26.1 | 48 | 7.2
2010-08-05 09:00 | 10:00 | 26.7 | 47 | 7.2
2010-08-05 10:00 | 11:00 | 26.7 | 47 | 7.7
2010-08-05 11:00 | 12:00 | 27.8 | 41 | 8.2
2010-08-05 12:00 | 13:00 | 27.8 | 41 | 7.7
2010-08-05 13:00 | 14:00 | 27.8 | 41 | 6.2
2010-08-05 14:00 | 15:00 | 29.4 | 37 | 6.7
2010-08-05 15:00 | 16:00 | 28.9 | 35 | 7.7
2010-08-05 16:00 | 17:00 | 28.9 | 35 | 6.7
2010-08-05 17:00 | 18:00 | 27.2 | 37 | 5.7
2010-08-05 18:00 | 19:00 | 25.6 | 39 | 5.7
2010-08-05 19:00 | 20:00 | 25.6 | 39 | 4.1
2010-08-05 20:00 | 21:00 | 23.3 | 50 | 4.6
2010-08-05 21:00 | 22:00 | 22.8 | 51 | 3.1
2010-08-05 22:00 | 23:00 | 22.8 | 51 | 4.1
2010-08-05 23:00 | 24:00 | 21.1 | 57 | 7.2
2010-08-06 | 1:00 | 20 | 59 | 5.7
2010-08-06 01:00 | 2:00 | 20 | 59 | 4.6
2010-08-06 02:00 | 3:00 | 18.9 | 63 | 4.1
2010-08-06 03:00 | 4:00 | 18.3 | 63 | 5.7
2010-08-06 04:00 | 5:00 | 18.3 | 63 | 5.2
2010-08-06 05:00 | 6:00 | 18.3 | 65 | 4.6
2010-08-06 06:00 | 7:00 | 20.6 | 57 | 5.7
2010-08-06 07:00 | 8:00 | 20.6 | 57 | 5.2
2010-08-06 08:00 | 9:00 | 23.3 | 48 | 7.7
2010-08-06 09:00 | 10:00 | 24.4 | 45 | 3.1
2010-08-06 10:00 | 11:00 | 24.4 | 45 | 4.1
2010-08-06 11:00 | 12:00 | 26.7 | 38 | 5.2
2010-08-06 12:00 | 13:00 | 26.1 | 38 | 6.7
2010-08-06 13:00 | 14:00 | 26.1 | 38 | 6.7
2010-08-06 14:00 | 15:00 | 27.2 | 34 | 6.2
2010-08-06 15:00 | 16:00 | 26.7 | 36 | 7.2
2010-08-06 16:00 | 17:00 | 26.7 | 36 | 6.7
2010-08-06 17:00 | 18:00 | 25.6 | 37 | 6.2
2010-08-06 18:00 | 19:00 | 25 | 42 | 2.6
2010-08-06 19:00 | 20:00 | 25 | 42 | 2.1
2010-08-06 20:00 | 21:00 | 23.3 | 52 | 5.7
2010-08-06 21:00 | 22:00 | 22.8 | 51 | 5.2
2010-08-06 22:00 | 23:00 | 22.8 | 51 | 3.6
2010-08-06 23:00 | 24:00 | 21.7 | 57 | 6.2
2010-08-07 | 1:00 | 20.6 | 61 | 6.2
2010-08-07 01:00 | 2:00 | 20.6 | 61 | 4.6
2010-08-07 02:00 | 3:00 | 19.4 | 63 | 4.1
2010-08-07 03:00 | 4:00 | 18.9 | 65 | 4.1
2010-08-07 04:00 | 5:00 | 18.9 | 65 | 4.1
2010-08-07 05:00 | 6:00 | 18.3 | 68 | 3.1
2010-08-07 06:00 | 7:00 | 20.6 | 61 | 3.6
2010-08-07 07:00 | 8:00 | 20.6 | 61 | 3.6
2010-08-07 08:00 | 9:00 | 22.2 | 53 | 3.1
2010-08-07 09:00 | 10:00 | 22.8 | 53 | 3.1
2010-08-07 10:00 | 11:00 | 22.8 | 53 | 4.1
2010-08-07 11:00 | 12:00 | 21.7 | 59 | 5.2
2010-08-07 12:00 | 13:00 | 21.7 | 66 | 5.2
2010-08-07 13:00 | 14:00 | 21.7 | 66 | 5.2
2010-08-07 14:00 | 15:00 | 21.7 | 66 | 5.2
2010-08-07 15:00 | 16:00 | 21.1 | 71 | 4.6
2010-08-07 16:00 | 17:00 | 21.1 | 71 | 3.6
2010-08-07 17:00 | 18:00 | 19.4 | 81 | 4.1
2010-08-07 18:00 | 19:00 | 18.9 | 81 | 4.1
2010-08-07 19:00 | 20:00 | 18.9 | 81 | 4.1
2010-08-07 20:00 | 21:00 | 18.3 | 87 | 5.2
2010-08-07 21:00 | 22:00 | 17.8 | 90 | 5.7
2010-08-07 22:00 | 23:00 | 17.8 | 90 | 7.2
2010-08-07 23:00 | 24:00 | 18.3 | 81 | 6.7
2010-08-08 | 1:00 | 17.8 | 78 | 6.2
2010-08-08 01:00 | 2:00 | 17.8 | 78 | 5.7
2010-08-08 02:00 | 3:00 | 16.7 | 80 | 5.7
2010-08-08 03:00 | 4:00 | 16.1 | 83 | 5.7
2010-08-08 04:00 | 5:00 | 16.1 | 83 | 6.7
2010-08-08 05:00 | 6:00 | 17.2 | 75 | 6.7
2010-08-08 06:00 | 7:00 | 18.9 | 68 | 7.7
2010-08-08 07:00 | 8:00 | 18.9 | 68 | 7.7
2010-08-08 08:00 | 9:00 | 21.7 | 57 | 7.7
2010-08-08 09:00 | 10:00 | 22.2 | 57 | 7.7
2010-08-08 10:00 | 11:00 | 22.2 | 57 | 7.7
2010-08-08 11:00 | 12:00 | 23.3 | 55 | 7.2
2010-08-08 12:00 | 13:00 | 22.8 | 59 | 7.7
2010-08-08 13:00 | 14:00 | 22.8 | 59 | 7.2
2010-08-08 14:00 | 15:00 | 22.2 | 59 | 7.2
2010-08-08 15:00 | 16:00 | 21.1 | 68 | 7.2
2010-08-08 16:00 | 17:00 | 21.1 | 68 | 6.7
2010-08-08 17:00 | 18:00 | 20 | 73 | 6.7
2010-08-08 18:00 | 19:00 | 18.9 | 81 | 6.2
2010-08-08 19:00 | 20:00 | 18.9 | 81 | 5.7
2010-08-08 20:00 | 21:00 | 18.3 | 84 | 5.2
2010-08-08 21:00 | 22:00 | 18.3 | 84 | 6.2
2010-08-08 22:00 | 23:00 | 18.3 | 84 | 4.6
2010-08-08 23:00 | 24:00 | 17.8 | 90 | 5.2
2010-08-09 | 1:00 | 17.8 | 87 | 5.2
2010-08-09 01:00 | 2:00 | 17.8 | 87 | 4.6
2010-08-09 02:00 | 3:00 | 17.2 | 90 | 4.1
2010-08-09 03:00 | 4:00 | 16.7 | 86 | 5.2
2010-08-09 04:00 | 5:00 | 16.7 | 86 | 5.7
2010-08-09 05:00 | 6:00 | 17.2 | 84 | 4.6
2010-08-09 06:00 | 7:00 | 18 | 83 | 4.6
2010-08-09 07:00 | 8:00 | 17.8 | 84 | 5.2
2010-08-09 08:00 | 9:00 | 20 | 78 | 5.2
2010-08-09 09:00 | 10:00 | 20 | 78 | 4.6
2010-08-09 10:00 | 11:00 | 20 | 78 | 5.2
2010-08-09 11:00 | 12:00 | 22 | 69 | 5.2
2010-08-09 12:00 | 13:00 | 22 | 64 | 4.1
2010-08-09 13:00 | 14:00 | 21.7 | 66 | 3.6
2010-08-09 14:00 | 15:00 | 21 | 73 | 3.1
2010-08-09 15:00 | 16:00 | 19.4 | 76 | 4.1
2010-08-09 16:00 | 17:00 | 19.4 | 76 | 5.2
2010-08-09 17:00 | 18:00 | 18.3 | 81 | 4.1
2010-08-09 18:00 | 19:00 | 17.8 | 84 | 3.6
2010-08-09 19:00 | 20:00 | 17.8 | 84 | 2.6
2010-08-09 20:00 | 21:00 | 17.8 | 80 | 4.6
2010-08-09 21:00 | 22:00 | 18.3 | 76 | 5.2
2010-08-09 22:00 | 23:00 | 18.3 | 76 | 5.2
2010-08-09 23:00 | 24:00 | 17.8 | 78 | 5.2
2010-08-10 | 1:00 | 17.8 | 80 | 4.1
2010-08-10 01:00 | 2:00 | 17.8 | 80 | 3.6
2010-08-10 02:00 | 3:00 | 17.2 | 81 | 3.1
2010-08-10 03:00 | 4:00 | 17.2 | 81 | 2.6
2010-08-10 04:00 | 5:00 | 17.2 | 81 | 4.1
2010-08-10 05:00 | 6:00 | 18.3 | 73 | 4.1
2010-08-10 06:00 | 7:00 | 20 | 68 | 3.1
2010-08-10 07:00 | 8:00 | 20 | 68 | 3.1
2010-08-10 08:00 | 9:00 | 22.8 | 61 | 3.1
2010-08-10 09:00 | 10:00 | 24.4 | 58 | 4.1
2010-08-10 10:00 | 11:00 | 24.4 | 58 | 5.2
2010-08-10 11:00 | 12:00 | 27.2 | 47 | 5.7
2010-08-10 12:00 | 13:00 | 25.6 | 54 | 6.2
2010-08-10 13:00 | 14:00 | 25.6 | 54 | 5.7
2010-08-10 14:00 | 15:00 | 27.8 | 47 | 5.7
2010-08-10 15:00 | 16:00 | 27.2 | 51 | 6.2
2010-08-10 16:00 | 17:00 | 27.2 | 51 | 5.2
2010-08-10 17:00 | 18:00 | 23.9 | 57 | 5.7
2010-08-10 18:00 | 19:00 | 22.2 | 66 | 4.1
2010-08-10 19:00 | 20:00 | 22.2 | 66 | 5.2
2010-08-10 20:00 | 21:00 | 20 | 78 | 4.6
2010-08-10 21:00 | 22:00 | 19.4 | 81 | 4.6
2010-08-10 22:00 | 23:00 | 19.4 | 81 | 4.1
2010-08-10 23:00 | 24:00 | 18.3 | 90 | 4.6
2010-08-11 | 1:00 | 18.9 | 87 | 4.1
2010-08-11 01:00 | 2:00 | 18.9 | 87 | 3.1
2010-08-11 02:00 | 3:00 | 18.3 | 93 | 2.1
2010-08-11 03:00 | 4:00 | 18.3 | 93 | 3.1
2010-08-11 04:00 | 5:00 | 18.3 | 93 | 2.6
2010-08-11 05:00 | 6:00 | 18.9 | 90 | 3.1
2010-08-11 06:00 | 7:00 | 19.4 | 87 | 3.6
2010-08-11 07:00 | 8:00 | 19.4 | 87 | 2.1
2010-08-11 08:00 | 9:00 | 19.4 | 93 | 2.1
2010-08-11 09:00 | 10:00 | 19 | 94 | 3.1
2010-08-11 10:00 | 11:00 | 20 | 93 | 1.5
2010-08-11 11:00 | 12:00 | 19 | 100 | 4.1
2010-08-11 12:00 | 13:00 | 20 | 100 | 6.2
2010-08-11 13:00 | 14:00 | 21.7 | 93 | 5.2
2010-08-11 14:00 | 15:00 | 22 | 94 | 6.7
2010-08-11 15:00 | 16:00 | 22.2 | 91 | 6.7
2010-08-11 16:00 | 17:00 | 22.2 | 91 | 6.7
2010-08-11 17:00 | 18:00 | 21.7 | 93 | 7.2
2010-08-11 18:00 | 19:00 | 21.7 | 93 | 5.7
2010-08-11 19:00 | 20:00 | 21.7 | 93 | 6.2
2010-08-11 20:00 | 21:00 | 20 | 96 | 6.2
2010-08-11 21:00 | 22:00 | 21 | 94 | 4.6
2010-08-11 22:00 | 23:00 | 21.1 | 93 | 4.6
2010-08-11 23:00 | 24:00 | 21 | 100 | 3.6
2010-08-12 | 1:00 | 21 | 94 | 3.6
2010-08-12 01:00 | 2:00 | 20 | 100 | 4.6
2010-08-12 02:00 | 3:00 | 20 | 100 | 3.6
2010-08-12 03:00 | 4:00 | 21.1 | 90 | 4.6
2010-08-12 04:00 | 5:00 | 21.1 | 90 | 3.6
2010-08-12 05:00 | 6:00 | 20.6 | 87 | 2.1
2010-08-12 06:00 | 7:00 | 21.7 | 81 | 2.6
2010-08-12 07:00 | 8:00 | 21.7 | 81 | 2.6
2010-08-12 08:00 | 9:00 | 25 | 64 | 3.6
2010-08-12 09:00 | 10:00 | 26.1 | 60 | 3.6
2010-08-12 10:00 | 11:00 | 26.1 | 60 | 3.1
2010-08-12 11:00 | 12:00 | 27.8 | 53 | 3.6
2010-08-12 12:00 | 13:00 | 28.3 | 48 | 3.6
2010-08-12 13:00 | 14:00 | 28.3 | 48 | 4.1
2010-08-12 14:00 | 15:00 | 29.4 | 42 | 3.6
2010-08-12 15:00 | 16:00 | 28.3 | 41 | 3.1
2010-08-12 16:00 | 17:00 | 28.3 | 41 | 3.6
2010-08-12 17:00 | 18:00 | 27.2 | 45 | 2.6
2010-08-12 18:00 | 19:00 | 26.1 | 45 | 2.1
2010-08-12 19:00 | 20:00 | 26.1 | 45 | 3.6
2010-08-12 20:00 | 21:00 | 25 | 52 | 3.1
2010-08-12 21:00 | 22:00 | 23.3 | 60 | 3.1
2010-08-12 22:00 | 23:00 | 23.3 | 60 | 3.6
2010-08-12 23:00 | 24:00 | 22.2 | 66 | 3.6
2010-08-13 | 1:00 | 21.1 | 71 | 4.1
2010-08-13 01:00 | 2:00 | 21.1 | 71 | 3.1
2010-08-13 02:00 | 3:00 | 20 | 73 | 0
2010-08-13 03:00 | 4:00 | 19.4 | 73 | 2.6
2010-08-13 04:00 | 5:00 | 19.4 | 73 | 3.1
2010-08-13 05:00 | 6:00 | 20 | 70 | 2.6
2010-08-13 06:00 | 7:00 | 21.1 | 66 | 5.2
2010-08-13 07:00 | 8:00 | 21.1 | 66 | 3.6
2010-08-13 08:00 | 9:00 | 23.9 | 54 | 4.6
2010-08-13 09:00 | 10:00 | 25 | 52 | 5.7
2010-08-13 10:00 | 11:00 | 25 | 52 | 3.6
2010-08-13 11:00 | 12:00 | 26.7 | 45 | 7.2
2010-08-13 12:00 | 13:00 | 24.4 | 58 | 4.1
2010-08-13 13:00 | 14:00 | 24.4 | 58 | 2.6
2010-08-13 14:00 | 15:00 | 23.9 | 62 | 4.1
2010-08-13 15:00 | 16:00 | 23.3 | 64 | 4.6
2010-08-13 16:00 | 17:00 | 23.3 | 64 | 4.6
2010-08-13 17:00 | 18:00 | 22.8 | 68 | 2.1
2010-08-13 18:00 | 19:00 | 21.1 | 76 | 4.1
2010-08-13 19:00 | 20:00 | 21.1 | 76 | 3.6
2010-08-13 20:00 | 21:00 | 22.8 | 61 | 4.1
2010-08-13 21:00 | 22:00 | 22.8 | 57 | 3.6
2010-08-13 22:00 | 23:00 | 22.2 | 59 | 4.6
2010-08-13 23:00 | 24:00 | 22.8 | 55 | 4.6
2010-08-14 | 1:00 | 20.6 | 63 | 4.1
2010-08-14 01:00 | 2:00 | 20.6 | 63 | 5.7
2010-08-14 02:00 | 3:00 | 19.4 | 66 | 3.6
2010-08-14 03:00 | 4:00 | 18.9 | 68 | 0
2010-08-14 04:00 | 5:00 | 18.9 | 68 | 3.1
2010-08-14 05:00 | 6:00 | 19.4 | 73 | 3.6
2010-08-14 06:00 | 7:00 | 20.6 | 70 | 5.2
2010-08-14 07:00 | 8:00 | 20.6 | 70 | 6.2
2010-08-14 08:00 | 9:00 | 25.6 | 47 | 6.2
2010-08-14 09:00 | 10:00 | 27.2 | 37 | 5.2
2010-08-14 10:00 | 11:00 | 27.2 | 37 | 5.2
2010-08-14 11:00 | 12:00 | 28.3 | 38 | 4.6
2010-08-14 12:00 | 13:00 | 28.9 | 40 | 4.6
2010-08-14 13:00 | 14:00 | 28.9 | 40 | 4.6
2010-08-14 14:00 | 15:00 | 28.9 | 41 | 5.2
2010-08-14 15:00 | 16:00 | 28.9 | 41 | 6.7
2010-08-14 16:00 | 17:00 | 28.9 | 41 | 6.2
2010-08-14 17:00 | 18:00 | 26.1 | 54 | 5.7
2010-08-14 18:00 | 19:00 | 24.4 | 56 | 5.2
2010-08-14 19:00 | 20:00 | 24.4 | 56 | 4.6
2010-08-14 20:00 | 21:00 | 23.3 | 60 | 4.6
2010-08-14 21:00 | 22:00 | 22.8 | 59 | 4.6
2010-08-14 22:00 | 23:00 | 22.8 | 59 | 4.1
2010-08-14 23:00 | 24:00 | 22.2 | 55 | 5.2
2010-08-15 | 1:00 | 21.7 | 59 | 4.6
2010-08-15 01:00 | 2:00 | 21.7 | 59 | 4.6
2010-08-15 02:00 | 3:00 | 20.6 | 65 | 3.6
2010-08-15 03:00 | 4:00 | 20.6 | 68 | 3.6
2010-08-15 04:00 | 5:00 | 20.6 | 68 | 3.6
2010-08-15 05:00 | 6:00 | 20.6 | 73 | 3.6
2010-08-15 06:00 | 7:00 | 22.2 | 68 | 2.6
2010-08-15 07:00 | 8:00 | 22.2 | 68 | 5.2
2010-08-15 08:00 | 9:00 | 26.7 | 56 | 3.6
2010-08-15 09:00 | 10:00 | 28.3 | 53 | 4.6
2010-08-15 10:00 | 11:00 | 28.3 | 53 | 6.2
2010-08-15 11:00 | 12:00 | 28.9 | 59 | 6.2
2010-08-15 12:00 | 13:00 | 27.8 | 60 | 7.2
2010-08-15 13:00 | 14:00 | 27.8 | 60 | 7.7
2010-08-15 14:00 | 15:00 | 32.2 | 41 | 6.7
2010-08-15 15:00 | 16:00 | 26 | 65 | 5.7
2010-08-15 16:00 | 17:00 | 25 | 71 | 6.2
2010-08-15 17:00 | 18:00 | 26.7 | 56 | 5.7
2010-08-15 18:00 | 19:00 | 23.9 | 76 | 6.2
2010-08-15 19:00 | 20:00 | 23.9 | 76 | 6.2
2010-08-15 20:00 | 21:00 | 22.8 | 76 | 6.2
2010-08-15 21:00 | 22:00 | 22.8 | 81 | 5.7
2010-08-15 22:00 | 23:00 | 22.8 | 81 | 5.2
2010-08-15 23:00 | 24:00 | 21.7 | 84 | 4.6
2010-08-16 | 1:00 | 21.7 | 81 | 5.2
2010-08-16 01:00 | 2:00 | 21.7 | 81 | 5.2
2010-08-16 02:00 | 3:00 | 21.1 | 84 | 5.7
2010-08-16 03:00 | 4:00 | 20 | 93 | 5.7
2010-08-16 04:00 | 5:00 | 20 | 93 | 5.7
2010-08-16 05:00 | 6:00 | 20.6 | 87 | 3.1
2010-08-16 06:00 | 7:00 | 22.2 | 79 | 2.6
2010-08-16 07:00 | 8:00 | 22.2 | 79 | 5.2
2010-08-16 08:00 | 9:00 | 25.6 | 67 | 6.2
2010-08-16 09:00 | 10:00 | 27.2 | 61 | 5.7
2010-08-16 10:00 | 11:00 | 27.2 | 61 | 5.7
2010-08-16 11:00 | 12:00 | 29.4 | 50 | 6.2
2010-08-16 12:00 | 13:00 | 31.1 | 47 | 6.7
2010-08-16 13:00 | 14:00 | 31.1 | 47 | 7.2
2010-08-16 14:00 | 15:00 | 25 | 69 | 6.7
2010-08-16 15:00 | 16:00 | 25.6 | 69 | 6.7
2010-08-16 16:00 | 17:00 | 25.6 | 69 | 9.3
2010-08-16 17:00 | 18:00 | 24.4 | 71 | 4.1
2010-08-16 18:00 | 19:00 | 24.4 | 74 | 4.6
2010-08-16 19:00 | 20:00 | 24.4 | 74 | 6.7
2010-08-16 20:00 | 21:00 | 24.4 | 76 | 6.2
2010-08-16 21:00 | 22:00 | 24.4 | 74 | 5.7
2010-08-16 22:00 | 23:00 | 24.4 | 74 | 5.2
2010-08-16 23:00 | 24:00 | 25 | 71 | 5.2
2010-08-17 | 1:00 | 25 | 74 | 5.7
2010-08-17 01:00 | 2:00 | 25 | 74 | 4.6
2010-08-17 02:00 | 3:00 | 22.8 | 81 | 5.2
2010-08-17 03:00 | 4:00 | 22.2 | 84 | 4.1
2010-08-17 04:00 | 5:00 | 22.2 | 84 | 5.2
2010-08-17 05:00 | 6:00 | 24.4 | 74 | 5.2
2010-08-17 06:00 | 7:00 | 25.6 | 69 | 5.2
2010-08-17 07:00 | 8:00 | 25.6 | 69 | 4.1
2010-08-17 08:00 | 9:00 | 28.9 | 57 | 4.1
2010-08-17 09:00 | 10:00 | 28.3 | 63 | 4.6
2010-08-17 10:00 | 11:00 | 28.3 | 63 | 5.7
2010-08-17 11:00 | 12:00 | 30.6 | 48 | 6.2
2010-08-17 12:00 | 13:00 | 29.4 | 55 | 5.7
2010-08-17 13:00 | 14:00 | 29.4 | 55 | 5.7
2010-08-17 14:00 | 15:00 | 27.8 | 63 | 6.2
2010-08-17 15:00 | 16:00 | 27.8 | 63 | 5.2
2010-08-17 16:00 | 17:00 | 27.8 | 63 | 6.2
2010-08-17 17:00 | 18:00 | 31.7 | 44 | 4.1
2010-08-17 18:00 | 19:00 | 30.6 | 48 | 4.1
2010-08-17 19:00 | 20:00 | 30.6 | 48 | 4.1
2010-08-17 20:00 | 21:00 | 27.8 | 67 | 4.1
2010-08-17 21:00 | 22:00 | 27.2 | 69 | 3.1
2010-08-17 22:00 | 23:00 | 27.2 | 69 | 3.1
2010-08-17 23:00 | 24:00 | 25 | 77 | 3.6
2010-08-18 | 1:00 | 25 | 77 | 5.2
2010-08-18 01:00 | 2:00 | 25 | 77 | 5.7
2010-08-18 02:00 | 3:00 | 22.8 | 87 | 4.6
2010-08-18 03:00 | 4:00 | 22.8 | 87 | 5.2
2010-08-18 04:00 | 5:00 | 22.8 | 87 | 5.2
2010-08-18 05:00 | 6:00 | 22.8 | 87 | 4.1
2010-08-18 06:00 | 7:00 | 23.9 | 82 | 5.2
2010-08-18 07:00 | 8:00 | 23.9 | 82 | 6.7
2010-08-18 08:00 | 9:00 | 27.2 | 72 | 6.2
2010-08-18 09:00 | 10:00 | 28.3 | 67 | 7.2
2010-08-18 10:00 | 11:00 | 28.3 | 67 | 6.7
2010-08-18 11:00 | 12:00 | 28.3 | 67 | 7.2
2010-08-18 12:00 | 13:00 | 25 | 77 | 7.2
2010-08-18 13:00 | 14:00 | 25 | 77 | 6.2
2010-08-18 14:00 | 15:00 | 26 | 74 | 4.1
2010-08-18 15:00 | 16:00 | 24.4 | 79 | 4.6
2010-08-18 16:00 | 17:00 | 24.4 | 79 | 4.1
2010-08-18 17:00 | 18:00 | 26.1 | 72 | 4.1
2010-08-18 18:00 | 19:00 | 25.6 | 76 | 3.6
2010-08-18 19:00 | 20:00 | 25.6 | 76 | 3.6
2010-08-18 20:00 | 21:00 | 25 | 66 | 3.1
2010-08-18 21:00 | 22:00 | 23.9 | 74 | 2.6
2010-08-18 22:00 | 23:00 | 23.9 | 74 | 3.1
2010-08-18 23:00 | 24:00 | 22.8 | 87 | 3.1
2010-08-19 | 1:00 | 22.2 | 91 | 2.6
2010-08-19 01:00 | 2:00 | 22.2 | 91 | 2.6
2010-08-19 02:00 | 3:00 | 22.2 | 91 | 3.1
2010-08-19 03:00 | 4:00 | 22 | 94 | 3.1
2010-08-19 04:00 | 5:00 | 22.2 | 91 | 4.1
2010-08-19 05:00 | 6:00 | 22 | 94 | 3.1
2010-08-19 06:00 | 7:00 | 22 | 94 | 5.7
2010-08-19 07:00 | 8:00 | 23.9 | 82 | 4.6
2010-08-19 08:00 | 9:00 | 26.1 | 72 | 6.2
2010-08-19 09:00 | 10:00 | 27.2 | 67 | 6.2
2010-08-19 10:00 | 11:00 | 27.2 | 67 | 6.7
2010-08-19 11:00 | 12:00 | 29.4 | 57 | 6.7
2010-08-19 12:00 | 13:00 | 30 | 53 | 6.7
2010-08-19 13:00 | 14:00 | 30 | 53 | 6.2
2010-08-19 14:00 | 15:00 | 30.6 | 48 | 5.7
2010-08-19 15:00 | 16:00 | 30 | 51 | 6.2
2010-08-19 16:00 | 17:00 | 30 | 51 | 6.2
2010-08-19 17:00 | 18:00 | 26.7 | 64 | 4.6
2010-08-19 18:00 | 19:00 | 25.6 | 67 | 4.1
2010-08-19 19:00 | 20:00 | 25.6 | 67 | 4.1
2010-08-19 20:00 | 21:00 | 23.3 | 82 | 4.6
2010-08-19 21:00 | 22:00 | 22.8 | 84 | 4.1
2010-08-19 22:00 | 23:00 | 22.8 | 84 | 4.1
2010-08-19 23:00 | 24:00 | 22.2 | 93 | 4.1
2010-08-20 | 1:00 | 22 | 94 | 4.1
2010-08-20 01:00 | 2:00 | 22.2 | 93 | 4.1
2010-08-20 02:00 | 3:00 | 21 | 100 | 2.6
2010-08-20 03:00 | 4:00 | 20 | 94 | 3.1
2010-08-20 04:00 | 5:00 | 20.6 | 96 | 3.6
2010-08-20 05:00 | 6:00 | 21.1 | 97 | 3.1
2010-08-20 06:00 | 7:00 | 22 | 94 | 3.1
2010-08-20 07:00 | 8:00 | 22.8 | 90 | 5.2
2010-08-20 08:00 | 9:00 | 23.9 | 82 | 5.7
2010-08-20 09:00 | 10:00 | 25 | 77 | 6.2
2010-08-20 10:00 | 11:00 | 25 | 77 | 6.2
2010-08-20 11:00 | 12:00 | 24.4 | 79 | 8.2
2010-08-20 12:00 | 13:00 | 24.4 | 76 | 9.3
2010-08-20 13:00 | 14:00 | 24.4 | 76 | 9.8
2010-08-20 14:00 | 15:00 | 24 | 78 | 9.8
2010-08-20 15:00 | 16:00 | 23.3 | 85 | 9.8
2010-08-20 16:00 | 17:00 | 23.3 | 85 | 8.8
2010-08-20 17:00 | 18:00 | 21.7 | 93 | 7.7
2010-08-20 18:00 | 19:00 | 20.6 | 96 | 6.2
2010-08-20 19:00 | 20:00 | 20.6 | 96 | 5.7
2010-08-20 20:00 | 21:00 | 21 | 100 | 6.2
2010-08-20 21:00 | 22:00 | 21 | 100 | 5.2
2010-08-20 22:00 | 23:00 | 21.1 | 97 | 7.7
2010-08-20 23:00 | 24:00 | 21 | 100 | 7.2
2010-08-21 | 1:00 | 20 | 100 | 5.7
2010-08-21 01:00 | 2:00 | 20 | 100 | 5.2
2010-08-21 02:00 | 3:00 | 20 | 100 | 5.7
2010-08-21 03:00 | 4:00 | 20 | 100 | 5.2
2010-08-21 04:00 | 5:00 | 20 | 100 | 6.2
2010-08-21 05:00 | 6:00 | 20.6 | 100 | 6.2
2010-08-21 06:00 | 7:00 | 21 | 100 | 6.2
2010-08-21 07:00 | 8:00 | 20.6 | 100 | 6.7
2010-08-21 08:00 | 9:00 | 21 | 100 | 6.2
2010-08-21 09:00 | 10:00 | 22 | 100 | 7.2
2010-08-21 10:00 | 11:00 | 23.3 | 97 | 8.2
2010-08-21 11:00 | 12:00 | 24 | 94 | 7.7
2010-08-21 12:00 | 13:00 | 24.4 | 85 | 7.7
2010-08-21 13:00 | 14:00 | 24.4 | 85 | 7.2
2010-08-21 14:00 | 15:00 | 24.4 | 88 | 7.2
2010-08-21 15:00 | 16:00 | 24.4 | 85 | 4.1
2010-08-21 16:00 | 17:00 | 24.4 | 85 | 6.7
2010-08-21 17:00 | 18:00 | 26.1 | 77 | 6.7
2010-08-21 18:00 | 19:00 | 25.6 | 76 | 6.7
2010-08-21 19:00 | 20:00 | 25.6 | 76 | 6.7
2010-08-21 20:00 | 21:00 | 23 | 89 | 6.2
2010-08-21 21:00 | 22:00 | 23.3 | 87 | 6.7
2010-08-21 22:00 | 23:00 | 23.3 | 87 | 4.6
2010-08-21 23:00 | 24:00 | 21.7 | 96 | 5.7
2010-08-22 | 1:00 | 21.7 | 96 | 6.2
2010-08-22 01:00 | 2:00 | 21.7 | 96 | 5.7
2010-08-22 02:00 | 3:00 | 21 | 100 | 4.6
2010-08-22 03:00 | 4:00 | 20 | 94 | 4.6
2010-08-22 04:00 | 5:00 | 20 | 93 | 6.2
2010-08-22 05:00 | 6:00 | 20.6 | 90 | 6.2
2010-08-22 06:00 | 7:00 | 21 | 88 | 6.2
2010-08-22 07:00 | 8:00 | 21.7 | 87 | 6.7
2010-08-22 08:00 | 9:00 | 21 | 88 | 8.2
2010-08-22 09:00 | 10:00 | 21 | 83 | 8.2
2010-08-22 10:00 | 11:00 | 22.8 | 79 | 8.2
2010-08-22 11:00 | 12:00 | 22.2 | 82 | 7.2
2010-08-22 12:00 | 13:00 | 21.7 | 81 | 6.7
2010-08-22 13:00 | 14:00 | 21.7 | 81 | 6.7
2010-08-22 14:00 | 15:00 | 22 | 78 | 6.2
2010-08-22 15:00 | 16:00 | 22 | 78 | 6.2
2010-08-22 16:00 | 17:00 | 21.7 | 81 | 4.6
2010-08-22 17:00 | 18:00 | 20 | 90 | 4.1
2010-08-22 18:00 | 19:00 | 20 | 90 | 4.1
2010-08-22 19:00 | 20:00 | 20 | 90 | 4.1
2010-08-22 20:00 | 21:00 | 19 | 100 | 3.1
2010-08-22 21:00 | 22:00 | 19 | 100 | 2.6
2010-08-22 22:00 | 23:00 | 19.4 | 97 | 3.1
2010-08-22 23:00 | 24:00 | 20 | 94 | 2.6
2010-08-23 | 1:00 | 20 | 100 | 3.1
2010-08-23 01:00 | 2:00 | 20 | 100 | 2.1
2010-08-23 02:00 | 3:00 | 20 | 96 | 3.1
2010-08-23 03:00 | 4:00 | 20 | 96 | 2.6
2010-08-23 04:00 | 5:00 | 20 | 96 | 3.1
2010-08-23 05:00 | 6:00 | 19.4 | 100 | 2.6
2010-08-23 06:00 | 7:00 | 19 | 100 | 3.1
2010-08-23 07:00 | 8:00 | 20 | 96 | 3.6
2010-08-23 08:00 | 9:00 | 21 | 94 | 5.7
2010-08-23 09:00 | 10:00 | 21 | 94 | 5.2
2010-08-23 10:00 | 11:00 | 21.1 | 97 | 6.2
2010-08-23 11:00 | 12:00 | 21 | 100 | 7.7
2010-08-23 12:00 | 13:00 | 21 | 100 | 6.2
2010-08-23 13:00 | 14:00 | 21.1 | 93 | 9.3
2010-08-23 14:00 | 15:00 | 21 | 100 | 8.8
2010-08-23 15:00 | 16:00 | 21 | 100 | 8.2
2010-08-23 16:00 | 17:00 | 21.1 | 97 | 8.2
2010-08-23 17:00 | 18:00 | 21 | 100 | 6.7
2010-08-23 18:00 | 19:00 | 21 | 100 | 8.8
2010-08-23 19:00 | 20:00 | 20.6 | 100 | 9.3
2010-08-23 20:00 | 21:00 | 20 | 100 | 6.7
2010-08-23 21:00 | 22:00 | 20 | 94 | 7.7
2010-08-23 22:00 | 23:00 | 20 | 100 | 7.7
2010-08-23 23:00 | 24:00 | 21 | 94 | 6.2
2010-08-24 | 1:00 | 21 | 94 | 6.7
2010-08-24 01:00 | 2:00 | 20.6 | 96 | 5.2
2010-08-24 02:00 | 3:00 | 20.6 | 96 | 5.2
2010-08-24 03:00 | 4:00 | 20 | 100 | 5.7
2010-08-24 04:00 | 5:00 | 20 | 100 | 5.2
2010-08-24 05:00 | 6:00 | 20 | 96 | 7.2
2010-08-24 06:00 | 7:00 | 20 | 100 | 7.2
2010-08-24 07:00 | 8:00 | 20 | 100 | 5.7
2010-08-24 08:00 | 9:00 | 22 | 94 | 6.2
2010-08-24 09:00 | 10:00 | 22 | 88 | 6.2
2010-08-24 10:00 | 11:00 | 22.2 | 87 | 8.2
2010-08-24 11:00 | 12:00 | 23 | 83 | 7.2
2010-08-24 12:00 | 13:00 | 23.3 | 82 | 7.2
2010-08-24 13:00 | 14:00 | 23.3 | 82 | 7.7
2010-08-24 14:00 | 15:00 | 21.7 | 90 | 7.2
2010-08-24 15:00 | 16:00 | 23.3 | 82 | 8.2
2010-08-24 16:00 | 17:00 | 23.3 | 82 | 8.2
2010-08-24 17:00 | 18:00 | 22.8 | 84 | 7.2
2010-08-24 18:00 | 19:00 | 21.1 | 97 | 7.2
2010-08-24 19:00 | 20:00 | 21.1 | 97 | 6.7
2010-08-24 20:00 | 21:00 | 21.7 | 93 | 6.7
2010-08-24 21:00 | 22:00 | 21.1 | 93 | 6.7
2010-08-24 22:00 | 23:00 | 21.1 | 93 | 6.2
2010-08-24 23:00 | 24:00 | 21 | 94 | 5.7
2010-08-25 | 1:00 | 21.1 | 93 | 5.7
2010-08-25 01:00 | 2:00 | 21.1 | 93 | 4.1
2010-08-25 02:00 | 3:00 | 20 | 94 | 5.7
2010-08-25 03:00 | 4:00 | 20 | 94 | 5.7
2010-08-25 04:00 | 5:00 | 20 | 96 | 6.2
2010-08-25 05:00 | 6:00 | 20 | 100 | 6.2
2010-08-25 06:00 | 7:00 | 20 | 100 | 5.2
2010-08-25 07:00 | 8:00 | 20 | 100 | 6.2
2010-08-25 08:00 | 9:00 | 22 | 94 | 7.2
2010-08-25 09:00 | 10:00 | 23 | 89 | 6.2
2010-08-25 10:00 | 11:00 | 22.8 | 90 | 7.7
2010-08-25 11:00 | 12:00 | 22 | 94 | 6.7
2010-08-25 12:00 | 13:00 | 22 | 94 | 6.2
2010-08-25 13:00 | 14:00 | 24.4 | 85 | 6.2
2010-08-25 14:00 | 15:00 | 23.3 | 91 | 7.2
2010-08-25 15:00 | 16:00 | 25 | 82 | 6.7
2010-08-25 16:00 | 17:00 | 25 | 82 | 7.2
2010-08-25 17:00 | 18:00 | 26.7 | 62 | 6.2
2010-08-25 18:00 | 19:00 | 25.6 | 64 | 6.2
2010-08-25 19:00 | 20:00 | 24.4 | 74 | 6.7
2010-08-25 20:00 | 21:00 | 23.9 | 79 | 5.7
2010-08-25 21:00 | 22:00 | 22.8 | 87 | 5.7
2010-08-25 22:00 | 23:00 | 22.8 | 87 | 4.6
2010-08-25 23:00 | 24:00 | 21.7 | 93 | 4.6
2010-08-26 | 1:00 | 21.7 | 96 | 5.2
2010-08-26 01:00 | 2:00 | 21.7 | 96 | 5.2
2010-08-26 02:00 | 3:00 | 21.1 | 97 | 5.2
2010-08-26 03:00 | 4:00 | 21.1 | 93 | 5.7
2010-08-26 04:00 | 5:00 | 21.1 | 93 | 4.6
2010-08-26 05:00 | 6:00 | 21 | 100 | 5.2
2010-08-26 06:00 | 7:00 | 22 | 94 | 5.7
2010-08-26 07:00 | 8:00 | 22.2 | 93 | 5.7
2010-08-26 08:00 | 9:00 | 25 | 78 | 6.2
2010-08-26 09:00 | 10:00 | 26 | 70 | 4.6
2010-08-26 10:00 | 11:00 | 26.1 | 69 | 7.2
2010-08-26 11:00 | 12:00 | 27.8 | 53 | 6.2
2010-08-26 12:00 | 13:00 | 28.3 | 46 | 7.7
2010-08-26 13:00 | 14:00 | 28.3 | 46 | 7.7
2010-08-26 14:00 | 15:00 | 28.3 | 43 | 6.2
2010-08-26 15:00 | 16:00 | 27.2 | 45 | 6.7
2010-08-26 16:00 | 17:00 | 27.2 | 45 | 6.7
2010-08-26 17:00 | 18:00 | 26.7 | 44 | 7.2
2010-08-26 18:00 | 19:00 | 25 | 50 | 6.7
2010-08-26 19:00 | 20:00 | 25 | 50 | 6.2
2010-08-26 20:00 | 21:00 | 23.3 | 55 | 7.2
2010-08-26 21:00 | 22:00 | 22.8 | 57 | 6.2
2010-08-26 22:00 | 23:00 | 22.8 | 57 | 6.2
2010-08-26 23:00 | 24:00 | 21.7 | 59 | 5.7
2010-08-27 | 1:00 | 20.6 | 63 | 4.6
2010-08-27 01:00 | 2:00 | 20.6 | 63 | 5.2
2010-08-27 02:00 | 3:00 | 19.4 | 68 | 5.7
2010-08-27 03:00 | 4:00 | 18.9 | 68 | 5.7
2010-08-27 04:00 | 5:00 | 18.9 | 68 | 4.1
2010-08-27 05:00 | 6:00 | 19.4 | 63 | 4.1
2010-08-27 06:00 | 7:00 | 20.6 | 59 | 5.2
2010-08-27 07:00 | 8:00 | 20.6 | 59 | 4.1
2010-08-27 08:00 | 9:00 | 23.3 | 50 | 3.6
2010-08-27 09:00 | 10:00 | 25 | 45 | 4.1
2010-08-27 10:00 | 11:00 | 25 | 45 | 4.1
2010-08-27 11:00 | 12:00 | 26.7 | 39 | 6.2
2010-08-27 12:00 | 13:00 | 27.8 | 40 | 5.2
2010-08-27 13:00 | 14:00 | 27.8 | 40 | 5.7
2010-08-27 14:00 | 15:00 | 26.1 | 44 | 6.7
2010-08-27 15:00 | 16:00 | 25.6 | 45 | 6.2
2010-08-27 16:00 | 17:00 | 25.6 | 45 | 5.7
2010-08-27 17:00 | 18:00 | 25 | 42 | 6.7
2010-08-27 18:00 | 19:00 | 23.9 | 45 | 5.2
2010-08-27 19:00 | 20:00 | 23.9 | 45 | 5.2
2010-08-27 20:00 | 21:00 | 22.2 | 53 | 5.7
2010-08-27 21:00 | 22:00 | 21.7 | 55 | 4.6
2010-08-27 22:00 | 23:00 | 21.7 | 55 | 4.6
2010-08-27 23:00 | 24:00 | 20 | 61 | 5.2
2010-08-28 | 1:00 | 18.9 | 65 | 5.7
2010-08-28 01:00 | 2:00 | 18.9 | 65 | 4.1
2010-08-28 02:00 | 3:00 | 18.3 | 68 | 4.1
2010-08-28 03:00 | 4:00 | 18.3 | 65 | 5.2
2010-08-28 04:00 | 5:00 | 18.3 | 65 | 3.6
2010-08-28 05:00 | 6:00 | 18.3 | 68 | 3.1
2010-08-28 06:00 | 7:00 | 18.9 | 65 | 3.1
2010-08-28 07:00 | 8:00 | 18.9 | 65 | 5.2
2010-08-28 08:00 | 9:00 | 22.2 | 55 | 3.6
2010-08-28 09:00 | 10:00 | 21.7 | 59 | 5.2
2010-08-28 10:00 | 11:00 | 21.7 | 59 | 3.6
2010-08-28 11:00 | 12:00 | 23.3 | 53 | 4.6
2010-08-28 12:00 | 13:00 | 23.3 | 52 | 6.2
2010-08-28 13:00 | 14:00 | 23.3 | 52 | 5.7
2010-08-28 14:00 | 15:00 | 23.3 | 55 | 5.7
2010-08-28 15:00 | 16:00 | 22.2 | 64 | 6.2
2010-08-28 16:00 | 17:00 | 22.2 | 64 | 6.2
2010-08-28 17:00 | 18:00 | 21.7 | 73 | 7.2
2010-08-28 18:00 | 19:00 | 21.1 | 73 | 5.7
2010-08-28 19:00 | 20:00 | 21.1 | 73 | 5.2
2010-08-28 20:00 | 21:00 | 20.6 | 73 | 4.6
2010-08-28 21:00 | 22:00 | 21.7 | 66 | 4.6
2010-08-28 22:00 | 23:00 | 21.7 | 66 | 4.1
2010-08-28 23:00 | 24:00 | 20 | 68 | 3.1
2010-08-29 | 1:00 | 18.9 | 75 | 2.6
2010-08-29 01:00 | 2:00 | 18.9 | 75 | 2.6
2010-08-29 02:00 | 3:00 | 17.8 | 78 | 2.1
2010-08-29 03:00 | 4:00 | 18.3 | 76 | 1.5
2010-08-29 04:00 | 5:00 | 18.3 | 76 | 4.1
2010-08-29 05:00 | 6:00 | 18.9 | 68 | 4.1
2010-08-29 06:00 | 7:00 | 21.1 | 61 | 3.1
2010-08-29 07:00 | 8:00 | 21.1 | 61 | 2.1
2010-08-29 08:00 | 9:00 | 24.4 | 45 | 2.6
2010-08-29 09:00 | 10:00 | 25.6 | 42 | 3.1
2010-08-29 10:00 | 11:00 | 25.6 | 42 | 4.1
2010-08-29 11:00 | 12:00 | 26.1 | 42 | 4.1
2010-08-29 12:00 | 13:00 | 26.7 | 41 | 4.6
2010-08-29 13:00 | 14:00 | 26.7 | 41 | 3.6
2010-08-29 14:00 | 15:00 | 27.2 | 39 | 4.1
2010-08-29 15:00 | 16:00 | 26.7 | 39 | 5.7
2010-08-29 16:00 | 17:00 | 26.7 | 39 | 5.2
2010-08-29 17:00 | 18:00 | 25.6 | 43 | 4.1
2010-08-29 18:00 | 19:00 | 25 | 45 | 3.6
2010-08-29 19:00 | 20:00 | 25 | 45 | 3.6
2010-08-29 20:00 | 21:00 | 23.9 | 51 | 3.1
2010-08-29 21:00 | 22:00 | 21.1 | 66 | 3.6
2010-08-29 22:00 | 23:00 | 21.1 | 66 | 3.1
2010-08-29 23:00 | 24:00 | 21.7 | 66 | 4.6
2010-08-30 | 1:00 | 21.7 | 68 | 4.6
2010-08-30 01:00 | 2:00 | 21.7 | 68 | 4.6
2010-08-30 02:00 | 3:00 | 21.1 | 71 | 4.1
2010-08-30 03:00 | 4:00 | 21.1 | 73 | 6.2
2010-08-30 04:00 | 5:00 | 21.1 | 73 | 5.2
2010-08-30 05:00 | 6:00 | 20.6 | 81 | 4.6
2010-08-30 06:00 | 7:00 | 21.7 | 76 | 4.6
2010-08-30 07:00 | 8:00 | 21.7 | 76 | 3.1
2010-08-30 08:00 | 9:00 | 25 | 62 | 2.6
2010-08-30 09:00 | 10:00 | 27.8 | 51 | 4.1
2010-08-30 10:00 | 11:00 | 27.8 | 51 | 6.7
2010-08-30 11:00 | 12:00 | 30 | 42 | 8.2
2010-08-30 12:00 | 13:00 | 30.6 | 42 | 9.3
2010-08-30 13:00 | 14:00 | 30.6 | 42 | 8.8
2010-08-30 14:00 | 15:00 | 30 | 40 | 7.7
2010-08-30 15:00 | 16:00 | 30 | 39 | 8.8
2010-08-30 16:00 | 17:00 | 30 | 39 | 8.8
2010-08-30 17:00 | 18:00 | 28.3 | 44 | 9.8
2010-08-30 18:00 | 19:00 | 27.8 | 49 | 7.7
2010-08-30 19:00 | 20:00 | 27.8 | 49 | 8.2
2010-08-30 20:00 | 21:00 | 23.9 | 71 | 7.2
2010-08-30 21:00 | 22:00 | 25.6 | 60 | 7.7
2010-08-30 22:00 | 23:00 | 25.6 | 60 | 7.2
2010-08-30 23:00 | 24:00 | 24.4 | 69 | 6.7
2010-08-31 | 1:00 | 23.3 | 74 | 6.2
2010-08-31 01:00 | 2:00 | 22.8 | 76 | 4.1
2010-08-31 02:00 | 3:00 | 22.8 | 76 | 6.2
2010-08-31 03:00 | 4:00 | 21.7 | 81 | 4.1
2010-08-31 04:00 | 5:00 | 21.7 | 81 | 4.1
2010-08-31 05:00 | 6:00 | 23.3 | 74 | 4.6
2010-08-31 06:00 | 7:00 | 24.4 | 71 | 5.2
2010-08-31 07:00 | 8:00 | 24.4 | 71 | 8.2
2010-08-31 08:00 | 9:00 | 27.2 | 56 | 9.3
2010-08-31 09:00 | 10:00 | 28.9 | 51 | 8.8
2010-08-31 10:00 | 11:00 | 28.9 | 51 | 10.3
2010-08-31 11:00 | 12:00 | 31.1 | 45 | 9.3
2010-08-31 12:00 | 13:00 | 31.1 | 40 | 8.2
2010-08-31 13:00 | 14:00 | 31.1 | 40 | 9.3
2010-08-31 14:00 | 15:00 | 31.1 | 43 | 9.8
2010-08-31 15:00 | 16:00 | 31.1 | 42 | 9.3
2010-08-31 16:00 | 17:00 | 31.1 | 42 | 8.8
2010-08-31 17:00 | 18:00 | 30.6 | 40 | 8.2
2010-08-31 18:00 | 19:00 | 27.8 | 50 | 5.2
2010-08-31 19:00 | 20:00 | 27.1 | 53 | 3.1
2010-08-31 20:00 | 21:00 | 26.1 | 58 | 2.6
2010-08-31 21:00 | 22:00 | 23 | 57 | 2.8
2010-08-31 22:00 | 23:00 | 20.3 | 56 | 3
2010-08-31 23:00 | 24:00 | 17.1 | 55 | 3.2
2017-09-01 | 1:00 | 14 | 54 | 3.5
2017-09-01 01:00 | 2:00 | 13.5 | 55 | 3.7
2017-09-01 02:00 | 3:00 | 12.7 | 57 | 3.9
2017-09-01 03:00 | 4:00 | 12.6 | 56 | 4.1
2017-09-01 04:00 | 5:00 | 12.8 | 55 | 5.2
2017-09-01 05:00 | 6:00 | 13.3 | 52 | 5.2
2017-09-01 06:00 | 7:00 | 13.3 | 53 | 5.2
2017-09-01 07:00 | 8:00 | 13.3 | 53 | 7.2
2017-09-01 08:00 | 9:00 | 15 | 45 | 6.7
2017-09-01 09:00 | 10:00 | 16.7 | 39 | 7.7
2017-09-01 10:00 | 11:00 | 16.7 | 39 | 10.3
2017-09-01 11:00 | 12:00 | 18.3 | 36 | 9.3
2017-09-01 12:00 | 13:00 | 20 | 32 | 10.3
2017-09-01 13:00 | 14:00 | 20 | 32 | 10.3
2017-09-01 14:00 | 15:00 | 20.6 | 26 | 9.3
2017-09-01 15:00 | 16:00 | 19.4 | 29 | 9.3
2017-09-01 16:00 | 17:00 | 19.4 | 29 | 9.3
2017-09-01 17:00 | 18:00 | 18.3 | 33 | 8.2
2017-09-01 18:00 | 19:00 | 17.2 | 35 | 7.7
2017-09-01 19:00 | 20:00 | 17.2 | 35 | 7.7
2017-09-01 20:00 | 21:00 | 15 | 45 | 7.7
2017-09-01 21:00 | 22:00 | 15 | 44 | 7.2
2017-09-01 22:00 | 23:00 | 15 | 44 | 7.2
2017-09-01 23:00 | 24:00 | 13.9 | 47 | 6.7
2017-09-02 | 1:00 | 13.3 | 51 | 4.6
2017-09-02 01:00 | 2:00 | 13.3 | 51 | 5.7
2017-09-02 02:00 | 3:00 | 11.7 | 61 | 3.6
2017-09-02 03:00 | 4:00 | 11.7 | 61 | 4.1
2017-09-02 04:00 | 5:00 | 11.7 | 61 | 2.6
2017-09-02 05:00 | 6:00 | 11.7 | 59 | 5.2
2017-09-02 06:00 | 7:00 | 12.8 | 57 | 5.2
2017-09-02 07:00 | 8:00 | 12.8 | 57 | 5.7
2017-09-02 08:00 | 9:00 | 17.2 | 41 | 3.6
2017-09-02 09:00 | 10:00 | 18.9 | 33 | 5.2
2017-09-02 10:00 | 11:00 | 18.9 | 33 | 5.7
2017-09-02 11:00 | 12:00 | 19.4 | 40 | 5.7
2017-09-02 12:00 | 13:00 | 19.4 | 42 | 5.7
2017-09-02 13:00 | 14:00 | 19.4 | 42 | 7.2
2017-09-02 14:00 | 15:00 | 18.9 | 42 | 4.6
2017-09-02 15:00 | 16:00 | 18.9 | 45 | 3.6
2017-09-02 16:00 | 17:00 | 18.9 | 45 | 5.2
2017-09-02 17:00 | 18:00 | 17.2 | 60 | 4.1
2017-09-02 18:00 | 19:00 | 16.7 | 60 | 5.7
2017-09-02 19:00 | 20:00 | 16.7 | 60 | 3.1
2017-09-02 20:00 | 21:00 | 16.1 | 67 | 3.1
2017-09-02 21:00 | 22:00 | 15.6 | 69 | 4.1
2017-09-02 22:00 | 23:00 | 15.6 | 69 | 3.1
2017-09-02 23:00 | 24:00 | 15.6 | 67 | 3.1
2017-09-03 | 1:00 | 15.6 | 67 | 2.6
2017-09-03 01:00 | 2:00 | 15.6 | 67 | 2.6
2017-09-03 02:00 | 3:00 | 14.4 | 78 | 2.6
2017-09-03 03:00 | 4:00 | 14.4 | 90 | 3.1
2017-09-03 04:00 | 5:00 | 14.4 | 90 | 3.1
2017-09-03 05:00 | 6:00 | 14.4 | 81 | 2.6
2017-09-03 06:00 | 7:00 | 14.4 | 84 | 2.1
2017-09-03 07:00 | 8:00 | 14.4 | 84 | 3.1
2017-09-03 08:00 | 9:00 | 14.4 | 87 | 2.1
2017-09-03 09:00 | 10:00 | 14.4 | 97 | 1
2017-09-03 10:00 | 11:00 | 14.4 | 93 | 4.1
2017-09-03 11:00 | 12:00 | 14.4 | 97 | 3.1
2017-09-03 12:00 | 13:00 | 14.4 | 97 | 4.6
2017-09-03 13:00 | 14:00 | 15 | 96 | 4.6
2017-09-03 14:00 | 15:00 | 16.1 | 97 | 4.6
2017-09-03 15:00 | 16:00 | 17.2 | 100 | 1.5
2017-09-03 16:00 | 17:00 | 17.2 | 100 | 3.6
2017-09-03 17:00 | 18:00 | 17.2 | 100 | 5.2
2017-09-03 18:00 | 19:00 | 16.1 | 93 | 5.2
2017-09-03 19:00 | 20:00 | 16.1 | 90 | 4.1
2017-09-03 20:00 | 21:00 | 15 | 90 | 6.2
2017-09-03 21:00 | 22:00 | 14.4 | 93 | 5.2
2017-09-03 22:00 | 23:00 | 14.4 | 93 | 6.2
2017-09-03 23:00 | 24:00 | 14.4 | 93 | 6.2
2017-09-04 | 1:00 | 15 | 90 | 6.7
2017-09-04 01:00 | 2:00 | 15 | 90 | 5.2
2017-09-04 02:00 | 3:00 | 14.4 | 90 | 5.2
2017-09-04 03:00 | 4:00 | 15 | 87 | 3.6
2017-09-04 04:00 | 5:00 | 15 | 87 | 5.2
2017-09-04 05:00 | 6:00 | 15 | 87 | 6.2
2017-09-04 06:00 | 7:00 | 16.1 | 81 | 7.2
2017-09-04 07:00 | 8:00 | 16.1 | 81 | 8.2
2017-09-04 08:00 | 9:00 | 20 | 68 | 6.2
2017-09-04 09:00 | 10:00 | 21.7 | 59 | 5.2
2017-09-04 10:00 | 11:00 | 21.7 | 59 | 5.2
2017-09-04 11:00 | 12:00 | 25 | 45 | 6.2
2017-09-04 12:00 | 13:00 | 25.6 | 45 | 7.2
2017-09-04 13:00 | 14:00 | 25.6 | 45 | 7.2
2017-09-04 14:00 | 15:00 | 26.7 | 44 | 6.7
2017-09-04 15:00 | 16:00 | 26.7 | 44 | 7.2
2017-09-04 16:00 | 17:00 | 26.7 | 44 | 6.2
2017-09-04 17:00 | 18:00 | 22.8 | 64 | 4.6
2017-09-04 18:00 | 19:00 | 22.8 | 61 | 4.1
2017-09-04 19:00 | 20:00 | 22.8 | 61 | 4.6
2017-09-04 20:00 | 21:00 | 20.6 | 68 | 4.1
2017-09-04 21:00 | 22:00 | 19.4 | 73 | 5.2
2017-09-04 22:00 | 23:00 | 19.4 | 73 | 5.7
2017-09-04 23:00 | 24:00 | 18.9 | 81 | 5.2
2017-09-05 | 1:00 | 18.9 | 81 | 6.2
2017-09-05 01:00 | 2:00 | 18.9 | 81 | 4.1
2017-09-05 02:00 | 3:00 | 18.9 | 84 | 4.6
2017-09-05 03:00 | 4:00 | 18.9 | 84 | 4.1
2017-09-05 04:00 | 5:00 | 18.9 | 84 | 4.1
2017-09-05 05:00 | 6:00 | 19.4 | 90 | 4.1
2017-09-05 06:00 | 7:00 | 21.1 | 84 | 4.1
2017-09-05 07:00 | 8:00 | 21.1 | 84 | 4.1
2017-09-05 08:00 | 9:00 | 25 | 71 | 3.6
2017-09-05 09:00 | 10:00 | 27.2 | 65 | 4.1
2017-09-05 10:00 | 11:00 | 27.2 | 65 | 6.2
2017-09-05 11:00 | 12:00 | 30 | 53 | 3.6
2017-09-05 12:00 | 13:00 | 30.6 | 53 | 5.2
2017-09-05 13:00 | 14:00 | 30.6 | 53 | 5.2
2017-09-05 14:00 | 15:00 | 28.9 | 57 | 7.2
2017-09-05 15:00 | 16:00 | 27.8 | 58 | 3.6
2017-09-05 16:00 | 17:00 | 27.8 | 58 | 4.1
2017-09-05 17:00 | 18:00 | 23.9 | 74 | 5.7
2017-09-05 18:00 | 19:00 | 22.8 | 79 | 5.7
2017-09-05 19:00 | 20:00 | 22.8 | 79 | 6.7
2017-09-05 20:00 | 21:00 | 22.2 | 84 | 4.1
2017-09-05 21:00 | 22:00 | 22.2 | 84 | 4.6
2017-09-05 22:00 | 23:00 | 22.2 | 84 | 5.2
2017-09-05 23:00 | 24:00 | 21.1 | 90 | 3.6
2017-09-06 | 1:00 | 21.7 | 90 | 5.7
2017-09-06 01:00 | 2:00 | 22.2 | 87 | 6.2
2017-09-06 02:00 | 3:00 | 21.1 | 93 | 5.7
2017-09-06 03:00 | 4:00 | 20.6 | 96 | 5.2
2017-09-06 04:00 | 5:00 | 20.6 | 96 | 4.1
2017-09-06 05:00 | 6:00 | 19.4 | 97 | 5.7
2017-09-06 06:00 | 7:00 | 20.6 | 93 | 6.7
2017-09-06 07:00 | 8:00 | 21.1 | 93 | 9.3
2017-09-06 08:00 | 9:00 | 23.9 | 88 | 6.2
2017-09-06 09:00 | 10:00 | 25 | 82 | 7.2
2017-09-06 10:00 | 11:00 | 25.6 | 71 | 8.8
2017-09-06 11:00 | 12:00 | 23.9 | 90 | 8.8
2017-09-06 12:00 | 13:00 | 19.4 | 87 | 5.2
2017-09-06 13:00 | 14:00 | 20 | 76 | 6.2
2017-09-06 14:00 | 15:00 | 19.4 | 84 | 8.2
2017-09-06 15:00 | 16:00 | 20 | 87 | 5.2
2017-09-06 16:00 | 17:00 | 20 | 87 | 6.7
2017-09-06 17:00 | 18:00 | 18.3 | 97 | 21.6
2017-09-06 18:00 | 19:00 | 18.3 | 97 | 4.6
2017-09-06 19:00 | 20:00 | 17.8 | 100 | 3.6
2017-09-06 20:00 | 21:00 | 17.8 | 96 | 4.1
2017-09-06 21:00 | 22:00 | 16.7 | 96 | 3.6
2017-09-06 22:00 | 23:00 | 16.7 | 96 | 3.1
2017-09-06 23:00 | 24:00 | 16.7 | 96 | 4.1
2017-09-07 | 1:00 | 16.1 | 100 | 5.2
2017-09-07 01:00 | 2:00 | 16.7 | 96 | 7.2
2017-09-07 02:00 | 3:00 | 16.1 | 97 | 4.1
2017-09-07 03:00 | 4:00 | 16.1 | 97 | 7.2
2017-09-07 04:00 | 5:00 | 16.1 | 97 | 7.2
2017-09-07 05:00 | 6:00 | 16.7 | 90 | 6.7
2017-09-07 06:00 | 7:00 | 17 | 88 | 6.2
2017-09-07 07:00 | 8:00 | 16.7 | 90 | 8.2
2017-09-07 08:00 | 9:00 | 17.2 | 90 | 7.2
2017-09-07 09:00 | 10:00 | 18.9 | 84 | 7.2
2017-09-07 10:00 | 11:00 | 19.4 | 76 | 7.2
2017-09-07 11:00 | 12:00 | 22.2 | 59 | 7.2
2017-09-07 12:00 | 13:00 | 23.3 | 52 | 8.2
2017-09-07 13:00 | 14:00 | 23.3 | 52 | 10.3
2017-09-07 14:00 | 15:00 | 24.4 | 45 | 8.2
2017-09-07 15:00 | 16:00 | 22.8 | 48 | 6.7
2017-09-07 16:00 | 17:00 | 22.8 | 48 | 5.7
2017-09-07 17:00 | 18:00 | 22.2 | 53 | 4.6
2017-09-07 18:00 | 19:00 | 20.6 | 65 | 6.2
2017-09-07 19:00 | 20:00 | 20.6 | 65 | 4.6
2017-09-07 20:00 | 21:00 | 17.8 | 67 | 5.2
2017-09-07 21:00 | 22:00 | 17.8 | 65 | 3.6
2017-09-07 22:00 | 23:00 | 17.8 | 65 | 2.6
2017-09-07 23:00 | 24:00 | 15.6 | 80 | 4.6
2017-09-08 | 1:00 | 15.6 | 80 | 3.1
2017-09-08 01:00 | 2:00 | 15.6 | 80 | 3.1
2017-09-08 02:00 | 3:00 | 15.6 | 75 | 2.6
2017-09-08 03:00 | 4:00 | 15 | 77 | 4.1
2017-09-08 04:00 | 5:00 | 15 | 77 | 3.1
2017-09-08 05:00 | 6:00 | 15.6 | 75 | 3.1
2017-09-08 06:00 | 7:00 | 16.1 | 70 | 3.1
2017-09-08 07:00 | 8:00 | 16.1 | 70 | 4.1
2017-09-08 08:00 | 9:00 | 19.4 | 51 | 5.7
2017-09-08 09:00 | 10:00 | 20.6 | 49 | 5.2
2017-09-08 10:00 | 11:00 | 20.6 | 49 | 6.2
2017-09-08 11:00 | 12:00 | 21.7 | 41 | 7.2
2017-09-08 12:00 | 13:00 | 21.7 | 41 | 5.2
2017-09-08 13:00 | 14:00 | 21.7 | 41 | 6.7
2017-09-08 14:00 | 15:00 | 21.7 | 41 | 5.7
2017-09-08 15:00 | 16:00 | 21.7 | 44 | 5.2
2017-09-08 16:00 | 17:00 | 21.7 | 44 | 4.1
2017-09-08 17:00 | 18:00 | 20 | 50 | 4.1
2017-09-08 18:00 | 19:00 | 19.4 | 52 | 4.6
2017-09-08 19:00 | 20:00 | 19.4 | 52 | 2.1
2017-09-08 20:00 | 21:00 | 18.3 | 58 | 1.5
2017-09-08 21:00 | 22:00 | 17.2 | 65 | 1.5
2017-09-08 22:00 | 23:00 | 17.2 | 65 | 2.6
2017-09-08 23:00 | 24:00 | 15.6 | 72 | 0.5
2017-09-09 | 1:00 | 15 | 75 | 2.1
2017-09-09 01:00 | 2:00 | 15 | 75 | 1.5
2017-09-09 02:00 | 3:00 | 13.9 | 80 | 2.6
2017-09-09 03:00 | 4:00 | 13.3 | 80 | 2.1
2017-09-09 04:00 | 5:00 | 13.3 | 80 | 1.5
2017-09-09 05:00 | 6:00 | 13.3 | 80 | 1.5
2017-09-09 06:00 | 7:00 | 14.4 | 78 | 2.1
2017-09-09 07:00 | 8:00 | 14.4 | 78 | 1.5
2017-09-09 08:00 | 9:00 | 18.3 | 63 | 1.5
2017-09-09 09:00 | 10:00 | 18.9 | 61 | 3.6
2017-09-09 10:00 | 11:00 | 18.9 | 61 | 2.6
2017-09-09 11:00 | 12:00 | 19.4 | 61 | 3.6
2017-09-09 12:00 | 13:00 | 18.9 | 65 | 4.6
2017-09-09 13:00 | 14:00 | 18.9 | 65 | 6.2
2017-09-09 14:00 | 15:00 | 18.3 | 65 | 5.7
2017-09-09 15:00 | 16:00 | 17.8 | 65 | 5.2
2017-09-09 16:00 | 17:00 | 17.8 | 65 | 4.6
2017-09-09 17:00 | 18:00 | 17.2 | 63 | 4.6
2017-09-09 18:00 | 19:00 | 16.7 | 72 | 3.6
2017-09-09 19:00 | 20:00 | 16.7 | 72 | 6.2
2017-09-09 20:00 | 21:00 | 17.8 | 67 | 4.6
2017-09-09 21:00 | 22:00 | 17.2 | 70 | 4.1
2017-09-09 22:00 | 23:00 | 17.2 | 70 | 3.1
2017-09-09 23:00 | 24:00 | 15.6 | 78 | 2.1
2017-09-10 | 1:00 | 15 | 77 | 3.6
2017-09-10 01:00 | 2:00 | 15 | 77 | 2.6
2017-09-10 02:00 | 3:00 | 13.9 | 80 | 3.6
2017-09-10 03:00 | 4:00 | 13.9 | 80 | 2.1
2017-09-10 04:00 | 5:00 | 13.9 | 80 | 3.6
2017-09-10 05:00 | 6:00 | 13.9 | 80 | 2.6
2017-09-10 06:00 | 7:00 | 15.6 | 72 | 2.1
2017-09-10 07:00 | 8:00 | 15.6 | 72 | 4.6
2017-09-10 08:00 | 9:00 | 18.3 | 63 | 6.2
2017-09-10 09:00 | 10:00 | 19.4 | 59 | 4.6
2017-09-10 10:00 | 11:00 | 19.4 | 61 | 6.2
2017-09-10 11:00 | 12:00 | 19.4 | 63 | 5.2
2017-09-10 12:00 | 13:00 | 18.3 | 68 | 6.2
2017-09-10 13:00 | 14:00 | 17.8 | 75 | 5.7
2017-09-10 14:00 | 15:00 | 18.3 | 70 | 5.7
2017-09-10 15:00 | 16:00 | 18.3 | 68 | 4.1
2017-09-10 16:00 | 17:00 | 18.3 | 68 | 5.2
2017-09-10 17:00 | 18:00 | 17.8 | 63 | 6.2
2017-09-10 18:00 | 19:00 | 17.8 | 65 | 7.2
2017-09-10 19:00 | 20:00 | 17.8 | 65 | 6.7
2017-09-10 20:00 | 21:00 | 18.3 | 63 | 5.2
2017-09-10 21:00 | 22:00 | 16.7 | 62 | 6.2
2017-09-10 22:00 | 23:00 | 16.7 | 62 | 5.7
2017-09-10 23:00 | 24:00 | 15.6 | 62 | 6.7
2017-09-11 | 1:00 | 14.4 | 67 | 7.2
2017-09-11 01:00 | 2:00 | 14.4 | 67 | 4.1
2017-09-11 02:00 | 3:00 | 13.3 | 69 | 3.6
2017-09-11 03:00 | 4:00 | 13.3 | 69 | 4.1
2017-09-11 04:00 | 5:00 | 13.3 | 69 | 5.2
2017-09-11 05:00 | 6:00 | 13.9 | 67 | 5.2
2017-09-11 06:00 | 7:00 | 15 | 62 | 3.1
2017-09-11 07:00 | 8:00 | 15 | 62 | 5.2
2017-09-11 08:00 | 9:00 | 18.9 | 52 | 3.6
2017-09-11 09:00 | 10:00 | 20.6 | 49 | 4.1
2017-09-11 10:00 | 11:00 | 20.6 | 49 | 3.6
2017-09-11 11:00 | 12:00 | 24.4 | 36 | 6.2
2017-09-11 12:00 | 13:00 | 25 | 33 | 5.7
2017-09-11 13:00 | 14:00 | 25 | 33 | 5.7
2017-09-11 14:00 | 15:00 | 26.1 | 31 | 6.2
2017-09-11 15:00 | 16:00 | 25.6 | 35 | 5.7
2017-09-11 16:00 | 17:00 | 25.6 | 35 | 5.7
2017-09-11 17:00 | 18:00 | 23.9 | 41 | 6.7
2017-09-11 18:00 | 19:00 | 22.8 | 51 | 6.2
2017-09-11 19:00 | 20:00 | 22.8 | 51 | 5.7
2017-09-11 20:00 | 21:00 | 21.1 | 57 | 5.2
2017-09-11 21:00 | 22:00 | 20.6 | 54 | 3.6
2017-09-11 22:00 | 23:00 | 20.6 | 54 | 7.2
2017-09-11 23:00 | 24:00 | 18.3 | 65 | 6.2
2017-09-12 | 1:00 | 17.8 | 67 | 5.2
2017-09-12 01:00 | 2:00 | 17.8 | 67 | 6.7
2017-09-12 02:00 | 3:00 | 16.7 | 72 | 6.2
2017-09-12 03:00 | 4:00 | 16.1 | 72 | 5.7
2017-09-12 04:00 | 5:00 | 16.1 | 72 | 5.2
2017-09-12 05:00 | 6:00 | 16.1 | 70 | 5.7
2017-09-12 06:00 | 7:00 | 17.8 | 60 | 6.7
2017-09-12 07:00 | 8:00 | 17.8 | 60 | 7.7
2017-09-12 08:00 | 9:00 | 22.8 | 46 | 6.2
2017-09-12 09:00 | 10:00 | 23.9 | 46 | 5.7
2017-09-12 10:00 | 11:00 | 25.6 | 42 | 6.7
2017-09-12 11:00 | 12:00 | 27.8 | 33 | 6.2
2017-09-12 12:00 | 13:00 | 29.4 | 27 | 6.2
2017-09-12 13:00 | 14:00 | 29.4 | 27 | 5.7
2017-09-12 14:00 | 15:00 | 29.4 | 28 | 4.1
2017-09-12 15:00 | 16:00 | 29.4 | 28 | 4.6
2017-09-12 16:00 | 17:00 | 29.4 | 28 | 4.1
2017-09-12 17:00 | 18:00 | 26.7 | 36 | 3.6
2017-09-12 18:00 | 19:00 | 26.1 | 42 | 3.6
2017-09-12 19:00 | 20:00 | 26.1 | 42 | 2.6
2017-09-12 20:00 | 21:00 | 23.3 | 48 | 1
2017-09-12 21:00 | 22:00 | 22.2 | 51 | 2.1
2017-09-12 22:00 | 23:00 | 22.2 | 51 | 1.5
2017-09-12 23:00 | 24:00 | 20.6 | 57 | 2.1
2017-09-13 | 1:00 | 20 | 61 | 2.6
2017-09-13 01:00 | 2:00 | 20 | 61 | 3.1
2017-09-13 02:00 | 3:00 | 18.3 | 68 | 3.1
2017-09-13 03:00 | 4:00 | 18.3 | 70 | 3.1
2017-09-13 04:00 | 5:00 | 18.3 | 70 | 3.1
2017-09-13 05:00 | 6:00 | 18.3 | 68 | 2.6
2017-09-13 06:00 | 7:00 | 19.4 | 66 | 3.1
2017-09-13 07:00 | 8:00 | 19.4 | 66 | 3.1
2017-09-13 08:00 | 9:00 | 23.3 | 48 | 3.1
2017-09-13 09:00 | 10:00 | 23.9 | 50 | 2.1
2017-09-13 10:00 | 11:00 | 23.9 | 50 | 2.6
2017-09-13 11:00 | 12:00 | 24.4 | 48 | 0
2017-09-13 12:00 | 13:00 | 25 | 47 | 0
2017-09-13 13:00 | 14:00 | 25 | 47 | 4.1
2017-09-13 14:00 | 15:00 | 24.4 | 52 | 4.6
2017-09-13 15:00 | 16:00 | 21.7 | 63 | 4.6
2017-09-13 16:00 | 17:00 | 21.7 | 63 | 5.7
2017-09-13 17:00 | 18:00 | 20 | 76 | 4.6
2017-09-13 18:00 | 19:00 | 21.7 | 68 | 4.6
2017-09-13 19:00 | 20:00 | 21.7 | 68 | 3.6
2017-09-13 20:00 | 21:00 | 21.7 | 76 | 3.1
2017-09-13 21:00 | 22:00 | 21.7 | 76 | 2.6
2017-09-13 22:00 | 23:00 | 21.7 | 73 | 4.1
2017-09-13 23:00 | 24:00 | 21.7 | 70 | 3.1
2017-09-14 | 1:00 | 21.1 | 73 | 2.6
2017-09-14 01:00 | 2:00 | 21.1 | 73 | 2.6
2017-09-14 02:00 | 3:00 | 21.1 | 81 | 3.1
2017-09-14 03:00 | 4:00 | 20.6 | 87 | 1.5
2017-09-14 04:00 | 5:00 | 20.6 | 87 | 2.1
2017-09-14 05:00 | 6:00 | 20.6 | 90 | 3.1
2017-09-14 06:00 | 7:00 | 22.2 | 82 | 2.1
2017-09-14 07:00 | 8:00 | 22.2 | 82 | 2.1
2017-09-14 08:00 | 9:00 | 23 | 78 | 4.6
2017-09-14 09:00 | 10:00 | 24 | 69 | 2.6
2017-09-14 10:00 | 11:00 | 25 | 69 | 3.1
2017-09-14 11:00 | 12:00 | 27.2 | 56 | 2.1
2017-09-14 12:00 | 13:00 | 27.2 | 54 | 3.6
2017-09-14 13:00 | 14:00 | 27.2 | 54 | 4.6
2017-09-14 14:00 | 15:00 | 27.8 | 55 | 5.2
2017-09-14 15:00 | 16:00 | 27.2 | 56 | 6.7
2017-09-14 16:00 | 17:00 | 27.2 | 56 | 6.2
2017-09-14 17:00 | 18:00 | 27.2 | 54 | 4.6
2017-09-14 18:00 | 19:00 | 22.8 | 73 | 3.6
2017-09-14 19:00 | 20:00 | 22.8 | 79 | 4.6
2017-09-14 20:00 | 21:00 | 21.1 | 90 | 4.1
2017-09-14 21:00 | 22:00 | 21.7 | 90 | 4.6
2017-09-14 22:00 | 23:00 | 21.7 | 90 | 4.1
2017-09-14 23:00 | 24:00 | 21.1 | 93 | 3.6
2017-09-15 | 1:00 | 21.1 | 93 | 3.6
2017-09-15 01:00 | 2:00 | 21.1 | 93 | 2.6
2017-09-15 02:00 | 3:00 | 20 | 96 | 2.6
2017-09-15 03:00 | 4:00 | 19.4 | 100 | 2.6
2017-09-15 04:00 | 5:00 | 19.4 | 100 | 2.1
2017-09-15 05:00 | 6:00 | 20.6 | 96 | 2.6
2017-09-15 06:00 | 7:00 | 21.1 | 93 | 2.1
2017-09-15 07:00 | 8:00 | 21.1 | 93 | 2.1
2017-09-15 08:00 | 9:00 | 22.8 | 84 | 2.6
2017-09-15 09:00 | 10:00 | 23.9 | 82 | 3.1
2017-09-15 10:00 | 11:00 | 23.3 | 85 | 3.6
2017-09-15 11:00 | 12:00 | 24.4 | 79 | 4.1
2017-09-15 12:00 | 13:00 | 23.3 | 82 | 4.6
2017-09-15 13:00 | 14:00 | 23.3 | 82 | 4.6
2017-09-15 14:00 | 15:00 | 22.8 | 84 | 6.7
2017-09-15 15:00 | 16:00 | 21.7 | 87 | 5.7
2017-09-15 16:00 | 17:00 | 21.7 | 87 | 5.7
2017-09-15 17:00 | 18:00 | 20.6 | 93 | 5.7
2017-09-15 18:00 | 19:00 | 20.6 | 96 | 4.1
2017-09-15 19:00 | 20:00 | 20.6 | 96 | 3.6
2017-09-15 20:00 | 21:00 | 19.4 | 97 | 4.1
2017-09-15 21:00 | 22:00 | 18.9 | 100 | 4.6
2017-09-15 22:00 | 23:00 | 19.4 | 100 | 3.1
2017-09-15 23:00 | 24:00 | 20 | 100 | 2.6
2017-09-16 | 1:00 | 20 | 100 | 2.6
2017-09-16 01:00 | 2:00 | 18.3 | 100 | 3.6
2017-09-16 02:00 | 3:00 | 18.9 | 100 | 3.1
2017-09-16 03:00 | 4:00 | 19.4 | 100 | 4.1
2017-09-16 04:00 | 5:00 | 19.4 | 100 | 3.6
2017-09-16 05:00 | 6:00 | 18.9 | 100 | 2.1
2017-09-16 06:00 | 7:00 | 17.8 | 100 | 3.1
2017-09-16 07:00 | 8:00 | 17.8 | 100 | 1.5
2017-09-16 08:00 | 9:00 | 18.3 | 100 | 1
2017-09-16 09:00 | 10:00 | 18.9 | 100 | 2.6
2017-09-16 10:00 | 11:00 | 19.4 | 100 | 3.6
2017-09-16 11:00 | 12:00 | 21 | 88 | 4.6
2017-09-16 12:00 | 13:00 | 21.1 | 90 | 4.6
2017-09-16 13:00 | 14:00 | 21.1 | 90 | 3.1
2017-09-16 14:00 | 15:00 | 22.2 | 82 | 5.2
2017-09-16 15:00 | 16:00 | 21.1 | 84 | 4.1
2017-09-16 16:00 | 17:00 | 21.1 | 84 | 6.2
2017-09-16 17:00 | 18:00 | 18.3 | 93 | 4.1
2017-09-16 18:00 | 19:00 | 17.2 | 100 | 1
2017-09-16 19:00 | 20:00 | 17.2 | 100 | 3.6
2017-09-16 20:00 | 21:00 | 17.2 | 100 | 3.1
2017-09-16 21:00 | 22:00 | 17.2 | 97 | 1.5
2017-09-16 22:00 | 23:00 | 17.2 | 97 | 1.5
2017-09-16 23:00 | 24:00 | 16.7 | 100 | 2.6
2017-09-17 | 1:00 | 16.7 | 100 | 2.6
2017-09-17 01:00 | 2:00 | 16.7 | 100 | 3.1
2017-09-17 02:00 | 3:00 | 17.2 | 100 | 3.1
2017-09-17 03:00 | 4:00 | 16.7 | 100 | 2.6
2017-09-17 04:00 | 5:00 | 16.7 | 100 | 3.6
2017-09-17 05:00 | 6:00 | 17.8 | 100 | 3.6
2017-09-17 06:00 | 7:00 | 17.8 | 100 | 3.6
2017-09-17 07:00 | 8:00 | 17.8 | 100 | 5.2
2017-09-17 08:00 | 9:00 | 18.3 | 100 | 5.7
2017-09-17 09:00 | 10:00 | 18.9 | 100 | 3.6
2017-09-17 10:00 | 11:00 | 19.4 | 97 | 5.2
2017-09-17 11:00 | 12:00 | 20 | 93 | 4.1
2017-09-17 12:00 | 13:00 | 21.7 | 84 | 5.2
2017-09-17 13:00 | 14:00 | 21.7 | 84 | 4.6
2017-09-17 14:00 | 15:00 | 20.6 | 84 | 5.7
2017-09-17 15:00 | 16:00 | 18.3 | 93 | 4.6
2017-09-17 16:00 | 17:00 | 18.3 | 93 | 3.1
2017-09-17 17:00 | 18:00 | 17.2 | 100 | 3.1
2017-09-17 18:00 | 19:00 | 16.7 | 100 | 2.6
2017-09-17 19:00 | 20:00 | 16.7 | 100 | 2.1
2017-09-17 20:00 | 21:00 | 17.2 | 100 | 1
2017-09-17 21:00 | 22:00 | 19.4 | 93 | 1
2017-09-17 22:00 | 23:00 | 19.4 | 93 | 2.1
2017-09-17 23:00 | 24:00 | 18.3 | 97 | 1.5
2017-09-18 | 1:00 | 18.9 | 96 | 2.6
2017-09-18 01:00 | 2:00 | 18.9 | 96 | 1.5
2017-09-18 02:00 | 3:00 | 18.3 | 100 | 1
2017-09-18 03:00 | 4:00 | 18.3 | 100 | 0.5
2017-09-18 04:00 | 5:00 | 18.3 | 100 | 1.5
2017-09-18 05:00 | 6:00 | 18 | 100 | 1.5
2017-09-18 06:00 | 7:00 | 18.3 | 97 | 1.5
2017-09-18 07:00 | 8:00 | 18.3 | 100 | 2.1
2017-09-18 08:00 | 9:00 | 19.4 | 93 | 0.5
2017-09-18 09:00 | 10:00 | 19.4 | 93 | 4.6
2017-09-18 10:00 | 11:00 | 19.4 | 93 | 5.7
2017-09-18 11:00 | 12:00 | 18.9 | 96 | 7.2
2017-09-18 12:00 | 13:00 | 18.9 | 96 | 7.7
2017-09-18 13:00 | 14:00 | 18.3 | 100 | 5.7
2017-09-18 14:00 | 15:00 | 18.9 | 96 | 6.2
2017-09-18 15:00 | 16:00 | 18.9 | 93 | 7.7
2017-09-18 16:00 | 17:00 | 18.9 | 93 | 6.2
2017-09-18 17:00 | 18:00 | 18.3 | 97 | 5.2
2017-09-18 18:00 | 19:00 | 18 | 100 | 4.1
2017-09-18 19:00 | 20:00 | 18.3 | 97 | 4.1
2017-09-18 20:00 | 21:00 | 17.8 | 100 | 5.2
2017-09-18 21:00 | 22:00 | 17.8 | 100 | 4.1
2017-09-18 22:00 | 23:00 | 17.8 | 100 | 5.2
2017-09-18 23:00 | 24:00 | 17.2 | 100 | 4.6
2017-09-19 | 1:00 | 17.2 | 100 | 4.1
2017-09-19 01:00 | 2:00 | 17.2 | 100 | 4.6
2017-09-19 02:00 | 3:00 | 17.8 | 100 | 4.1
2017-09-19 03:00 | 4:00 | 17.2 | 100 | 3.1
2017-09-19 04:00 | 5:00 | 17.2 | 100 | 3.1
2017-09-19 05:00 | 6:00 | 17.8 | 100 | 3.1
2017-09-19 06:00 | 7:00 | 17.8 | 96 | 2.6
2017-09-19 07:00 | 8:00 | 17.8 | 96 | 4.6
2017-09-19 08:00 | 9:00 | 17.2 | 100 | 2.6
2017-09-19 09:00 | 10:00 | 17.8 | 96 | 4.1
2017-09-19 10:00 | 11:00 | 17.8 | 96 | 7.2
2017-09-19 11:00 | 12:00 | 17.8 | 96 | 4.1
2017-09-19 12:00 | 13:00 | 18.3 | 97 | 4.1
2017-09-19 13:00 | 14:00 | 18.3 | 97 | 5.2
2017-09-19 14:00 | 15:00 | 18 | 94 | 6.2
2017-09-19 15:00 | 16:00 | 17.8 | 96 | 5.7
2017-09-19 16:00 | 17:00 | 17.8 | 96 | 3.6
2017-09-19 17:00 | 18:00 | 17.8 | 96 | 3.1
2017-09-19 18:00 | 19:00 | 17.2 | 100 | 2.6
2017-09-19 19:00 | 20:00 | 17.2 | 100 | 2.6
2017-09-19 20:00 | 21:00 | 17.2 | 100 | 2.6
2017-09-19 21:00 | 22:00 | 17.2 | 100 | 3.6
2017-09-19 22:00 | 23:00 | 17.2 | 100 | 4.6
2017-09-19 23:00 | 24:00 | 17.8 | 96 | 4.6
2017-09-20 | 1:00 | 17.8 | 100 | 4.6
2017-09-20 01:00 | 2:00 | 17.8 | 100 | 3.6
2017-09-20 02:00 | 3:00 | 17.8 | 96 | 3.6
2017-09-20 03:00 | 4:00 | 17.8 | 100 | 5.7
2017-09-20 04:00 | 5:00 | 17.8 | 100 | 4.1
2017-09-20 05:00 | 6:00 | 18.3 | 100 | 3.6
2017-09-20 06:00 | 7:00 | 19 | 100 | 3.1
2017-09-20 07:00 | 8:00 | 18.9 | 100 | 5.7
2017-09-20 08:00 | 9:00 | 18.9 | 100 | 4.6
2017-09-20 09:00 | 10:00 | 19.4 | 97 | 3.1
2017-09-20 10:00 | 11:00 | 19.4 | 97 | 5.7
2017-09-20 11:00 | 12:00 | 19.4 | 97 | 6.2
2017-09-20 12:00 | 13:00 | 19.4 | 97 | 11.3
2017-09-20 13:00 | 14:00 | 19.4 | 97 | 6.7
2017-09-20 14:00 | 15:00 | 20 | 96 | 6.7
2017-09-20 15:00 | 16:00 | 20 | 96 | 6.7
2017-09-20 16:00 | 17:00 | 20 | 96 | 6.2
2017-09-20 17:00 | 18:00 | 20.6 | 90 | 4.6
2017-09-20 18:00 | 19:00 | 21.7 | 87 | 5.2
2017-09-20 19:00 | 20:00 | 21.7 | 87 | 6.2
2017-09-20 20:00 | 21:00 | 21.1 | 87 | 6.2
2017-09-20 21:00 | 22:00 | 22.2 | 82 | 6.2
2017-09-20 22:00 | 23:00 | 22.2 | 82 | 5.2
2017-09-20 23:00 | 24:00 | 22.2 | 79 | 4.6
2017-09-21 | 1:00 | 22.2 | 76 | 4.1
2017-09-21 01:00 | 2:00 | 22.2 | 76 | 7.2
2017-09-21 02:00 | 3:00 | 21.7 | 79 | 3.1
2017-09-21 03:00 | 4:00 | 21.1 | 78 | 4.6
2017-09-21 04:00 | 5:00 | 21.1 | 78 | 6.2
2017-09-21 05:00 | 6:00 | 20 | 84 | 4.6
2017-09-21 06:00 | 7:00 | 20 | 81 | 3.6
2017-09-21 07:00 | 8:00 | 20 | 81 | 6.2
2017-09-21 08:00 | 9:00 | 20 | 73 | 5.7
2017-09-21 09:00 | 10:00 | 20 | 63 | 4.6
2017-09-21 10:00 | 11:00 | 20 | 63 | 6.7
2017-09-21 11:00 | 12:00 | 20.6 | 53 | 5.2
2017-09-21 12:00 | 13:00 | 21.1 | 49 | 6.7
2017-09-21 13:00 | 14:00 | 22.2 | 49 | 6.7
2017-09-21 14:00 | 15:00 | 22.2 | 51 | 6.2
2017-09-21 15:00 | 16:00 | 22.2 | 51 | 5.2
2017-09-21 16:00 | 17:00 | 22.2 | 51 | 4.6
2017-09-21 17:00 | 18:00 | 19.4 | 59 | 4.6
2017-09-21 18:00 | 19:00 | 19.4 | 61 | 4.6
2017-09-21 19:00 | 20:00 | 19.4 | 61 | 4.1
2017-09-21 20:00 | 21:00 | 18.9 | 63 | 3.6
2017-09-21 21:00 | 22:00 | 18.9 | 63 | 5.7
2017-09-21 22:00 | 23:00 | 18.9 | 63 | 6.2
2017-09-21 23:00 | 24:00 | 17.2 | 72 | 6.2
2017-09-22 | 1:00 | 16.1 | 81 | 4.6
2017-09-22 01:00 | 2:00 | 16.1 | 81 | 4.6
2017-09-22 02:00 | 3:00 | 15.6 | 86 | 4.6
2017-09-22 03:00 | 4:00 | 15 | 87 | 3.1
2017-09-22 04:00 | 5:00 | 15 | 87 | 3.6
2017-09-22 05:00 | 6:00 | 13.9 | 96 | 2.6
2017-09-22 06:00 | 7:00 | 14.4 | 90 | 3.1
2017-09-22 07:00 | 8:00 | 14.4 | 90 | 3.1
2017-09-22 08:00 | 9:00 | 14.4 | 87 | 3.1
2017-09-22 09:00 | 10:00 | 15 | 87 | 4.1
2017-09-22 10:00 | 11:00 | 15 | 87 | 5.2
2017-09-22 11:00 | 12:00 | 15.6 | 86 | 4.6
2017-09-22 12:00 | 13:00 | 15 | 90 | 6.2
2017-09-22 13:00 | 14:00 | 15 | 90 | 6.7
2017-09-22 14:00 | 15:00 | 15 | 93 | 6.7
2017-09-22 15:00 | 16:00 | 15.6 | 93 | 6.7
2017-09-22 16:00 | 17:00 | 15.6 | 93 | 5.2
2017-09-22 17:00 | 18:00 | 15 | 93 | 4.6
2017-09-22 18:00 | 19:00 | 15.6 | 90 | 3.6
2017-09-22 19:00 | 20:00 | 15.6 | 90 | 5.7
2017-09-22 20:00 | 21:00 | 16.7 | 96 | 4.1
2017-09-22 21:00 | 22:00 | 16.7 | 100 | 4.6
2017-09-22 22:00 | 23:00 | 16.7 | 100 | 4.6
2017-09-22 23:00 | 24:00 | 16.7 | 93 | 5.7
2017-09-23 | 1:00 | 16.7 | 96 | 6.7
2017-09-23 01:00 | 2:00 | 16.7 | 96 | 7.7
2017-09-23 02:00 | 3:00 | 16.1 | 93 | 5.7
2017-09-23 03:00 | 4:00 | 16.1 | 93 | 6.2
2017-09-23 04:00 | 5:00 | 16.1 | 93 | 4.1
2017-09-23 05:00 | 6:00 | 17 | 94 | 4.1
2017-09-23 06:00 | 7:00 | 17.2 | 90 | 5.2
2017-09-23 07:00 | 8:00 | 17.2 | 90 | 5.7
2017-09-23 08:00 | 9:00 | 18.9 | 78 | 6.2
2017-09-23 09:00 | 10:00 | 19.4 | 79 | 6.2
2017-09-23 10:00 | 11:00 | 20.6 | 75 | 6.2
2017-09-23 11:00 | 12:00 | 22.2 | 66 | 7.7
2017-09-23 12:00 | 13:00 | 22.8 | 66 | 7.2
2017-09-23 13:00 | 14:00 | 22.8 | 66 | 7.7
2017-09-23 14:00 | 15:00 | 20 | 78 | 11.3
2017-09-23 15:00 | 16:00 | 19.4 | 84 | 8.2
2017-09-23 16:00 | 17:00 | 19.4 | 84 | 9.3
2017-09-23 17:00 | 18:00 | 16.7 | 100 | 8.2
2017-09-23 18:00 | 19:00 | 16.7 | 100 | 6.2
2017-09-23 19:00 | 20:00 | 16.1 | 100 | 6.2
2017-09-23 20:00 | 21:00 | 15.6 | 100 | 7.2
2017-09-23 21:00 | 22:00 | 15.6 | 100 | 6.7
2017-09-23 22:00 | 23:00 | 15.6 | 100 | 6.2
2017-09-23 23:00 | 24:00 | 16.7 | 96 | 4.6
2017-09-24 | 1:00 | 16.7 | 96 | 4.6
2017-09-24 01:00 | 2:00 | 16.7 | 96 | 4.1
2017-09-24 02:00 | 3:00 | 16.7 | 96 | 5.2
2017-09-24 03:00 | 4:00 | 16.7 | 96 | 5.2
2017-09-24 04:00 | 5:00 | 16.7 | 96 | 5.7
2017-09-24 05:00 | 6:00 | 17.2 | 93 | 5.7
2017-09-24 06:00 | 7:00 | 20.6 | 81 | 3.1
2017-09-24 07:00 | 8:00 | 20.6 | 81 | 4.6
2017-09-24 08:00 | 9:00 | 25 | 62 | 4.1
2017-09-24 09:00 | 10:00 | 24.4 | 64 | 4.1
2017-09-24 10:00 | 11:00 | 24.4 | 64 | 4.1
2017-09-24 11:00 | 12:00 | 25 | 62 | 4.1
2017-09-24 12:00 | 13:00 | 26.1 | 60 | 1.5
2017-09-24 13:00 | 14:00 | 26.1 | 60 | 4.1
2017-09-24 14:00 | 15:00 | 23.3 | 71 | 3.6
2017-09-24 15:00 | 16:00 | 22.2 | 76 | 4.1
2017-09-24 16:00 | 17:00 | 22.2 | 76 | 4.1
2017-09-24 17:00 | 18:00 | 21.7 | 76 | 3.6
2017-09-24 18:00 | 19:00 | 22.2 | 73 | 4.1
2017-09-24 19:00 | 20:00 | 22.2 | 73 | 3.1
2017-09-24 20:00 | 21:00 | 21.1 | 81 | 1.5
2017-09-24 21:00 | 22:00 | 20 | 87 | 4.1
2017-09-24 22:00 | 23:00 | 20 | 87 | 4.1
2017-09-24 23:00 | 24:00 | 20 | 90 | 3.1
2017-09-25 | 1:00 | 20 | 87 | 3.6
2017-09-25 01:00 | 2:00 | 20 | 87 | 3.6
2017-09-25 02:00 | 3:00 | 18.9 | 90 | 4.1
2017-09-25 03:00 | 4:00 | 18.3 | 93 | 4.1
2017-09-25 04:00 | 5:00 | 18.3 | 93 | 4.1
2017-09-25 05:00 | 6:00 | 18.3 | 97 | 3.6
2017-09-25 06:00 | 7:00 | 19.4 | 93 | 2.6
2017-09-25 07:00 | 8:00 | 19.4 | 93 | 2.6
2017-09-25 08:00 | 9:00 | 22.2 | 82 | 3.1
2017-09-25 09:00 | 10:00 | 25.6 | 67 | 2.6
2017-09-25 10:00 | 11:00 | 25.6 | 67 | 4.1
2017-09-25 11:00 | 12:00 | 25 | 69 | 5.2
2017-09-25 12:00 | 13:00 | 23.3 | 71 | 5.2
2017-09-25 13:00 | 14:00 | 23.3 | 71 | 4.1
2017-09-25 14:00 | 15:00 | 23.3 | 71 | 6.2
2017-09-25 15:00 | 16:00 | 23.3 | 71 | 6.2
2017-09-25 16:00 | 17:00 | 23.3 | 71 | 3.1
2017-09-25 17:00 | 18:00 | 21.1 | 87 | 3.6
2017-09-25 18:00 | 19:00 | 20 | 93 | 1.5
2017-09-25 19:00 | 20:00 | 20 | 93 | 3.1
2017-09-25 20:00 | 21:00 | 18.3 | 100 | 2.6
2017-09-25 21:00 | 22:00 | 18.9 | 96 | 4.1
2017-09-25 22:00 | 23:00 | 18.9 | 96 | 2.6
2017-09-25 23:00 | 24:00 | 17.8 | 100 | 3.1
2017-09-26 | 1:00 | 18.3 | 100 | 2.1
2017-09-26 01:00 | 2:00 | 17.8 | 100 | 2.1
2017-09-26 02:00 | 3:00 | 17.8 | 100 | 1.5
2017-09-26 03:00 | 4:00 | 18.3 | 100 | 1
2017-09-26 04:00 | 5:00 | 18.3 | 100 | 1.5
2017-09-26 05:00 | 6:00 | 17.8 | 100 | 2.1
2017-09-26 06:00 | 7:00 | 18.3 | 100 | 1.5
2017-09-26 07:00 | 8:00 | 18.3 | 100 | 1.5
2017-09-26 08:00 | 9:00 | 20 | 100 | 2.6
2017-09-26 09:00 | 10:00 | 22.8 | 87 | 2.1
2017-09-26 10:00 | 11:00 | 22.8 | 87 | 3.6
2017-09-26 11:00 | 12:00 | 23.9 | 82 | 3.1
2017-09-26 12:00 | 13:00 | 25 | 77 | 5.2
2017-09-26 13:00 | 14:00 | 25 | 77 | 5.2
2017-09-26 14:00 | 15:00 | 25.6 | 74 | 6.2
2017-09-26 15:00 | 16:00 | 25.6 | 74 | 6.2
2017-09-26 16:00 | 17:00 | 25.6 | 74 | 5.7
2017-09-26 17:00 | 18:00 | 22.2 | 84 | 5.2
2017-09-26 18:00 | 19:00 | 22.2 | 87 | 6.2
2017-09-26 19:00 | 20:00 | 22.2 | 87 | 6.2
2017-09-26 20:00 | 21:00 | 22.2 | 84 | 4.1
2017-09-26 21:00 | 22:00 | 21.1 | 90 | 3.6
2017-09-26 22:00 | 23:00 | 21.1 | 90 | 3.6
2017-09-26 23:00 | 24:00 | 20.6 | 93 | 4.1
2017-09-27 | 1:00 | 20 | 93 | 6.7
2017-09-27 01:00 | 2:00 | 20 | 93 | 4.1
2017-09-27 02:00 | 3:00 | 18.9 | 96 | 3.6
2017-09-27 03:00 | 4:00 | 18.3 | 100 | 6.2
2017-09-27 04:00 | 5:00 | 18.3 | 100 | 6.2
2017-09-27 05:00 | 6:00 | 18.3 | 100 | 6.2
2017-09-27 06:00 | 7:00 | 21.7 | 84 | 6.2
2017-09-27 07:00 | 8:00 | 21.7 | 84 | 7.2
2017-09-27 08:00 | 9:00 | 25.6 | 71 | 7.2
2017-09-27 09:00 | 10:00 | 27.8 | 69 | 6.7
2017-09-27 10:00 | 11:00 | 27.8 | 69 | 6.7
2017-09-27 11:00 | 12:00 | 26.1 | 74 | 5.7
2017-09-27 12:00 | 13:00 | 26.7 | 74 | 5.2
2017-09-27 13:00 | 14:00 | 26.7 | 74 | 5.2
2017-09-27 14:00 | 15:00 | 29.4 | 63 | 4.6
2017-09-27 15:00 | 16:00 | 28.9 | 65 | 3.6
2017-09-27 16:00 | 17:00 | 28.9 | 65 | 3.1
2017-09-27 17:00 | 18:00 | 26.7 | 76 | 4.1
2017-09-27 18:00 | 19:00 | 25 | 84 | 5.2
2017-09-27 19:00 | 20:00 | 25 | 84 | 6.2
2017-09-27 20:00 | 21:00 | 23.9 | 94 | 4.1
2017-09-27 21:00 | 22:00 | 23.9 | 94 | 5.2
2017-09-27 22:00 | 23:00 | 23.9 | 94 | 5.7
2017-09-27 23:00 | 24:00 | 23.9 | 94 | 6.2
2017-09-28 | 1:00 | 23.3 | 97 | 5.2
2017-09-28 01:00 | 2:00 | 23.3 | 97 | 5.2
2017-09-28 02:00 | 3:00 | 23.9 | 90 | 4.1
2017-09-28 03:00 | 4:00 | 23.9 | 90 | 5.2
2017-09-28 04:00 | 5:00 | 23.3 | 94 | 4.1
2017-09-28 05:00 | 6:00 | 24.4 | 82 | 4.1
2017-09-28 06:00 | 7:00 | 24.4 | 74 | 4.1
2017-09-28 07:00 | 8:00 | 24.4 | 74 | 5.2
2017-09-28 08:00 | 9:00 | 23.3 | 52 | 4.6
2017-09-28 09:00 | 10:00 | 23.9 | 46 | 6.2
2017-09-28 10:00 | 11:00 | 23.9 | 46 | 5.7
2017-09-28 11:00 | 12:00 | 25 | 42 | 5.7
2017-09-28 12:00 | 13:00 | 24.4 | 40 | 6.2
2017-09-28 13:00 | 14:00 | 24.4 | 40 | 6.7
2017-09-28 14:00 | 15:00 | 23.9 | 36 | 6.2
2017-09-28 15:00 | 16:00 | 23.3 | 33 | 5.2
2017-09-28 16:00 | 17:00 | 23.3 | 33 | 4.6
2017-09-28 17:00 | 18:00 | 20 | 43 | 3.1
2017-09-28 18:00 | 19:00 | 18.9 | 45 | 2.6
2017-09-28 19:00 | 20:00 | 18.9 | 45 | 2.1
2017-09-28 20:00 | 21:00 | 16.1 | 46 | 3.1
2017-09-28 21:00 | 22:00 | 15 | 49 | 2.1
2017-09-28 22:00 | 23:00 | 15 | 49 | 2.1
2017-09-28 23:00 | 24:00 | 13.9 | 51 | 2.6
2017-09-29 | 1:00 | 13.3 | 55 | 2.1
2017-09-29 01:00 | 2:00 | 13.3 | 55 | 2.6
2017-09-29 02:00 | 3:00 | 12.2 | 59 | 1.5
2017-09-29 03:00 | 4:00 | 11.7 | 61 | 3.1
2017-09-29 04:00 | 5:00 | 11.7 | 61 | 2.6
2017-09-29 05:00 | 6:00 | 11.1 | 63 | 3.6
2017-09-29 06:00 | 7:00 | 11.7 | 63 | 4.1
2017-09-29 07:00 | 8:00 | 11.7 | 63 | 4.6
2017-09-29 08:00 | 9:00 | 15 | 47 | 5.7
2017-09-29 09:00 | 10:00 | 16.1 | 42 | 6.2
2017-09-29 10:00 | 11:00 | 16.1 | 42 | 5.7
2017-09-29 11:00 | 12:00 | 17.8 | 41 | 5.7
2017-09-29 12:00 | 13:00 | 18.9 | 38 | 6.7
2017-09-29 13:00 | 14:00 | 18.9 | 38 | 6.2
2017-09-29 14:00 | 15:00 | 18.9 | 37 | 7.7
2017-09-29 15:00 | 16:00 | 16.7 | 56 | 9.3
2017-09-29 16:00 | 17:00 | 16.7 | 56 | 8.2
2017-09-29 17:00 | 18:00 | 15 | 67 | 5.7
2017-09-29 18:00 | 19:00 | 14.4 | 72 | 5.2
2017-09-29 19:00 | 20:00 | 14.4 | 72 | 5.7
2017-09-29 20:00 | 21:00 | 14.4 | 75 | 5.7
2017-09-29 21:00 | 22:00 | 13.3 | 84 | 5.2
2017-09-29 22:00 | 23:00 | 13.3 | 84 | 5.2
2017-09-29 23:00 | 24:00 | 13.3 | 80 | 5.2
2017-09-30 | 1:00 | 12.8 | 83 | 5.2
2017-09-30 01:00 | 2:00 | 12.8 | 83 | 4.6
2017-09-30 02:00 | 3:00 | 13.9 | 74 | 6.2
2017-09-30 03:00 | 4:00 | 13.9 | 80 | 4.6
2017-09-30 04:00 | 5:00 | 13.9 | 80 | 4.1
2017-09-30 05:00 | 6:00 | 15 | 81 | 3.6
2017-09-30 06:00 | 7:00 | 13 | 88 | 3.1
2017-09-30 07:00 | 8:00 | 13.3 | 87 | 4.1
2017-09-30 08:00 | 9:00 | 12.8 | 89 | 4.1
2017-09-30 09:00 | 10:00 | 12.8 | 80 | 4.1
2017-09-30 10:00 | 11:00 | 12.8 | 80 | 2.1
2017-09-30 11:00 | 12:00 | 13.9 | 83 | 2.6
2017-09-30 12:00 | 13:00 | 13.3 | 84 | 2.6
2017-09-30 13:00 | 14:00 | 13.3 | 84 | 2.1
2017-09-30 14:00 | 15:00 | 12.8 | 86 | 2.1
2017-09-30 15:00 | 16:00 | 11.7 | 86 | 3.1
2017-09-30 16:00 | 17:00 | 11.7 | 86 | 2.1
2017-09-30 17:00 | 18:00 | 12.2 | 77 | 3.1
2017-09-30 18:00 | 19:00 | 11.1 | 82 | 3.1
2017-09-30 19:00 | 20:00 | 10.9 | 81 | 2.1
2017-09-30 20:00 | 21:00 | 10.5 | 81 | 2.1
2017-09-30 21:00 | 22:00 | 11.4 | 78 | 2.8
2017-09-30 22:00 | 23:00 | 12.4 | 75 | 3.6
2017-09-30 23:00 | 24:00 | 13.3 | 73 | 4.3
2011-10-01 | 1:00 | 14.4 | 72 | 5
2011-10-01 01:00 | 2:00 | 14.4 | 74 | 5.7
2011-10-01 02:00 | 3:00 | 14.4 | 77 | 6.5
2011-10-01 03:00 | 4:00 | 14.4 | 79 | 7.2
2011-10-01 04:00 | 5:00 | 14.4 | 79 | 6.2
2011-10-01 05:00 | 6:00 | 14.7 | 78 | 5.7
2011-10-01 06:00 | 7:00 | 14.4 | 78 | 7.2
2011-10-01 07:00 | 8:00 | 14.4 | 78 | 8.2
2011-10-01 08:00 | 9:00 | 15.6 | 75 | 8.2
2011-10-01 09:00 | 10:00 | 16.1 | 70 | 8.2
2011-10-01 10:00 | 11:00 | 16.1 | 70 | 8.8
2011-10-01 11:00 | 12:00 | 16.1 | 72 | 8.2
2011-10-01 12:00 | 13:00 | 15.6 | 72 | 7.7
2011-10-01 13:00 | 14:00 | 15 | 75 | 7.2
2011-10-01 14:00 | 15:00 | 15 | 77 | 6.7
2011-10-01 15:00 | 16:00 | 14.4 | 81 | 7.2
2011-10-01 16:00 | 17:00 | 14.4 | 81 | 6.2
2011-10-01 17:00 | 18:00 | 13.3 | 93 | 6.2
2011-10-01 18:00 | 19:00 | 13.9 | 93 | 5.2
2011-10-01 19:00 | 20:00 | 13.9 | 93 | 3.1
2011-10-01 20:00 | 21:00 | 13.9 | 96 | 1.5
2011-10-01 21:00 | 22:00 | 14.4 | 93 | 2.1
2011-10-01 22:00 | 23:00 | 14.4 | 93 | 3.1
2011-10-01 23:00 | 24:00 | 14.4 | 97 | 3.6
2011-10-02 | 1:00 | 14.4 | 97 | 3.1
2011-10-02 01:00 | 2:00 | 14.4 | 97 | 2.1
2011-10-02 02:00 | 3:00 | 13.9 | 100 | 2.6
2011-10-02 03:00 | 4:00 | 13.9 | 100 | 2.1
2011-10-02 04:00 | 5:00 | 13.9 | 100 | 1.5
2011-10-02 05:00 | 6:00 | 13.9 | 100 | 1.5
2011-10-02 06:00 | 7:00 | 13.3 | 100 | 2.6
2011-10-02 07:00 | 8:00 | 13.3 | 100 | 3.1
2011-10-02 08:00 | 9:00 | 13.3 | 100 | 3.6
2011-10-02 09:00 | 10:00 | 13.9 | 96 | 3.6
2011-10-02 10:00 | 11:00 | 13.9 | 100 | 3.1
2011-10-02 11:00 | 12:00 | 14.4 | 100 | 3.6
2011-10-02 12:00 | 13:00 | 14.4 | 100 | 4.1
2011-10-02 13:00 | 14:00 | 14.4 | 100 | 4.6
2011-10-02 14:00 | 15:00 | 13.3 | 100 | 3.6
2011-10-02 15:00 | 16:00 | 12.8 | 100 | 3.6
2011-10-02 16:00 | 17:00 | 12.8 | 100 | 4.1
2011-10-02 17:00 | 18:00 | 13.3 | 97 | 3.6
2011-10-02 18:00 | 19:00 | 13.3 | 97 | 3.6
2011-10-02 19:00 | 20:00 | 13.3 | 100 | 3.1
2011-10-02 20:00 | 21:00 | 12.8 | 93 | 2.6
2011-10-02 21:00 | 22:00 | 12.8 | 96 | 2.6
2011-10-02 22:00 | 23:00 | 12.8 | 100 | 4.1
2011-10-02 23:00 | 24:00 | 13.3 | 97 | 3.6
2011-10-03 | 1:00 | 12.2 | 100 | 4.1
2011-10-03 01:00 | 2:00 | 12.2 | 100 | 3.1
2011-10-03 02:00 | 3:00 | 11.7 | 100 | 2.6
2011-10-03 03:00 | 4:00 | 12.2 | 100 | 4.1
2011-10-03 04:00 | 5:00 | 12.2 | 100 | 2.6
2011-10-03 05:00 | 6:00 | 12.2 | 100 | 3.6
2011-10-03 06:00 | 7:00 | 12.2 | 97 | 1.5
2011-10-03 07:00 | 8:00 | 12.2 | 97 | 0
2011-10-03 08:00 | 9:00 | 12.2 | 100 | 2.1
2011-10-03 09:00 | 10:00 | 13.3 | 93 | 2.6
2011-10-03 10:00 | 11:00 | 13.3 | 93 | 1.5
2011-10-03 11:00 | 12:00 | 13.3 | 93 | 3.1
2011-10-03 12:00 | 13:00 | 13.3 | 93 | 3.6
2011-10-03 13:00 | 14:00 | 13.9 | 89 | 4.6
2011-10-03 14:00 | 15:00 | 13.3 | 93 | 5.2
2011-10-03 15:00 | 16:00 | 13.9 | 87 | 5.2
2011-10-03 16:00 | 17:00 | 13.9 | 87 | 4.1
2011-10-03 17:00 | 18:00 | 13.9 | 89 | 5.7
2011-10-03 18:00 | 19:00 | 13.3 | 93 | 4.6
2011-10-03 19:00 | 20:00 | 13.3 | 93 | 4.6
2011-10-03 20:00 | 21:00 | 13.3 | 93 | 5.7
2011-10-03 21:00 | 22:00 | 13.3 | 93 | 5.2
2011-10-03 22:00 | 23:00 | 13.9 | 89 | 3.1
2011-10-03 23:00 | 24:00 | 13.3 | 93 | 4.6
2011-10-04 | 1:00 | 13.3 | 93 | 4.1
2011-10-04 01:00 | 2:00 | 13.3 | 93 | 5.2
2011-10-04 02:00 | 3:00 | 13.3 | 97 | 4.1
2011-10-04 03:00 | 4:00 | 13.3 | 97 | 3.6
2011-10-04 04:00 | 5:00 | 13.3 | 97 | 2.6
2011-10-04 05:00 | 6:00 | 13.9 | 93 | 5.2
2011-10-04 06:00 | 7:00 | 14.4 | 93 | 4.6
2011-10-04 07:00 | 8:00 | 16.7 | 80 | 5.2
2011-10-04 08:00 | 9:00 | 17.8 | 75 | 3.1
2011-10-04 09:00 | 10:00 | 18.9 | 70 | 6.2
2011-10-04 10:00 | 11:00 | 18.9 | 70 | 7.2
2011-10-04 11:00 | 12:00 | 18.9 | 73 | 6.2
2011-10-04 12:00 | 13:00 | 18.3 | 78 | 3.6
2011-10-04 13:00 | 14:00 | 18.3 | 78 | 4.1
2011-10-04 14:00 | 15:00 | 17.8 | 75 | 3.6
2011-10-04 15:00 | 16:00 | 16.7 | 84 | 3.6
2011-10-04 16:00 | 17:00 | 16.7 | 84 | 3.1
2011-10-04 17:00 | 18:00 | 15 | 93 | 3.6
2011-10-04 18:00 | 19:00 | 15 | 96 | 3.6
2011-10-04 19:00 | 20:00 | 15 | 96 | 2.1
2011-10-04 20:00 | 21:00 | 15.6 | 90 | 7.2
2011-10-04 21:00 | 22:00 | 15 | 90 | 7.2
2011-10-04 22:00 | 23:00 | 15 | 90 | 7.7
2011-10-04 23:00 | 24:00 | 15 | 87 | 6.2
2011-10-05 | 1:00 | 15 | 87 | 5.2
2011-10-05 01:00 | 2:00 | 15 | 87 | 5.2
2011-10-05 02:00 | 3:00 | 14.4 | 87 | 3.6
2011-10-05 03:00 | 4:00 | 14.4 | 90 | 4.6
2011-10-05 04:00 | 5:00 | 14.4 | 90 | 3.6
2011-10-05 05:00 | 6:00 | 14.4 | 93 | 4.6
2011-10-05 06:00 | 7:00 | 15.6 | 86 | 7.2
2011-10-05 07:00 | 8:00 | 15.6 | 83 | 6.7
2011-10-05 08:00 | 9:00 | 16.7 | 78 | 6.7
2011-10-05 09:00 | 10:00 | 17.2 | 75 | 8.2
2011-10-05 10:00 | 11:00 | 16.7 | 72 | 7.7
2011-10-05 11:00 | 12:00 | 16.1 | 70 | 7.2
2011-10-05 12:00 | 13:00 | 16.1 | 70 | 6.7
2011-10-05 13:00 | 14:00 | 16.1 | 70 | 7.7
2011-10-05 14:00 | 15:00 | 15.6 | 64 | 7.7
2011-10-05 15:00 | 16:00 | 14.4 | 67 | 7.2
2011-10-05 16:00 | 17:00 | 14.4 | 67 | 5.2
2011-10-05 17:00 | 18:00 | 12.8 | 69 | 3.1
2011-10-05 18:00 | 19:00 | 12.8 | 77 | 6.2
2011-10-05 19:00 | 20:00 | 12.8 | 77 | 7.2
2011-10-05 20:00 | 21:00 | 11.7 | 80 | 5.7
2011-10-05 21:00 | 22:00 | 11.1 | 86 | 6.2
2011-10-05 22:00 | 23:00 | 11.1 | 86 | 6.2
2011-10-05 23:00 | 24:00 | 10 | 89 | 4.1
2011-10-06 | 1:00 | 10 | 86 | 4.6
2011-10-06 01:00 | 2:00 | 10 | 86 | 4.6
2011-10-06 02:00 | 3:00 | 8.9 | 89 | 4.1
2011-10-06 03:00 | 4:00 | 9.4 | 90 | 5.2
2011-10-06 04:00 | 5:00 | 9.4 | 90 | 5.7
2011-10-06 05:00 | 6:00 | 9.4 | 90 | 6.2
2011-10-06 06:00 | 7:00 | 10.6 | 86 | 7.2
2011-10-06 07:00 | 8:00 | 10.6 | 86 | 9.8
2011-10-06 08:00 | 9:00 | 14.4 | 75 | 9.8
2011-10-06 09:00 | 10:00 | 15 | 69 | 10.3
2011-10-06 10:00 | 11:00 | 15 | 69 | 10.3
2011-10-06 11:00 | 12:00 | 15.6 | 67 | 11.3
2011-10-06 12:00 | 13:00 | 15 | 69 | 10.8
2011-10-06 13:00 | 14:00 | 15 | 69 | 10.3
2011-10-06 14:00 | 15:00 | 14.4 | 72 | 9.3
2011-10-06 15:00 | 16:00 | 13.9 | 72 | 10.8
2011-10-06 16:00 | 17:00 | 13.9 | 72 | 12.4
2011-10-06 17:00 | 18:00 | 12.8 | 77 | 10.3
2011-10-06 18:00 | 19:00 | 12.8 | 77 | 11.3
2011-10-06 19:00 | 20:00 | 12.8 | 77 | 10.8
2011-10-06 20:00 | 21:00 | 12.8 | 80 | 7.2
2011-10-06 21:00 | 22:00 | 12.2 | 83 | 8.2
2011-10-06 22:00 | 23:00 | 12.2 | 83 | 7.2
2011-10-06 23:00 | 24:00 | 11.1 | 86 | 6.7
2011-10-07 | 1:00 | 10.6 | 89 | 7.7
2011-10-07 01:00 | 2:00 | 10.6 | 89 | 5.2
2011-10-07 02:00 | 3:00 | 10.6 | 89 | 6.2
2011-10-07 03:00 | 4:00 | 10 | 89 | 5.7
2011-10-07 04:00 | 5:00 | 10 | 89 | 4.6
2011-10-07 05:00 | 6:00 | 9.4 | 90 | 5.7
2011-10-07 06:00 | 7:00 | 11.1 | 86 | 4.1
2011-10-07 07:00 | 8:00 | 11.1 | 86 | 5.2
2011-10-07 08:00 | 9:00 | 14.4 | 67 | 6.7
2011-10-07 09:00 | 10:00 | 15 | 69 | 6.2
2011-10-07 10:00 | 11:00 | 16.7 | 60 | 5.2
2011-10-07 11:00 | 12:00 | 17.2 | 58 | 6.2
2011-10-07 12:00 | 13:00 | 17.8 | 52 | 4.6
2011-10-07 13:00 | 14:00 | 17.8 | 52 | 3.6
2011-10-07 14:00 | 15:00 | 17.8 | 52 | 6.7
2011-10-07 15:00 | 16:00 | 17.8 | 54 | 3.6
2011-10-07 16:00 | 17:00 | 17.8 | 54 | 4.6
2011-10-07 17:00 | 18:00 | 16.1 | 75 | 4.1
2011-10-07 18:00 | 19:00 | 16.1 | 83 | 3.6
2011-10-07 19:00 | 20:00 | 16.1 | 83 | 3.6
2011-10-07 20:00 | 21:00 | 15 | 81 | 4.6
2011-10-07 21:00 | 22:00 | 13.9 | 87 | 3.6
2011-10-07 22:00 | 23:00 | 13.9 | 87 | 5.2
2011-10-07 23:00 | 24:00 | 12.2 | 97 | 4.1
2011-10-08 | 1:00 | 13.3 | 84 | 3.6
2011-10-08 01:00 | 2:00 | 13.3 | 84 | 4.6
2011-10-08 02:00 | 3:00 | 13.9 | 77 | 3.6
2011-10-08 03:00 | 4:00 | 12.2 | 86 | 3.6
2011-10-08 04:00 | 5:00 | 12.2 | 86 | 4.6
2011-10-08 05:00 | 6:00 | 12.2 | 80 | 5.2
2011-10-08 06:00 | 7:00 | 13.9 | 74 | 7.2
2011-10-08 07:00 | 8:00 | 13.9 | 74 | 6.2
2011-10-08 08:00 | 9:00 | 17.8 | 65 | 6.7
2011-10-08 09:00 | 10:00 | 18.3 | 65 | 9.3
2011-10-08 10:00 | 11:00 | 18.3 | 65 | 10.3
2011-10-08 11:00 | 12:00 | 19.4 | 61 | 7.2
2011-10-08 12:00 | 13:00 | 19.4 | 63 | 8.8
2011-10-08 13:00 | 14:00 | 19.4 | 63 | 8.2
2011-10-08 14:00 | 15:00 | 18.3 | 76 | 9.3
2011-10-08 15:00 | 16:00 | 18.3 | 78 | 8.2
2011-10-08 16:00 | 17:00 | 18.3 | 78 | 6.2
2011-10-08 17:00 | 18:00 | 17.2 | 81 | 8.2
2011-10-08 18:00 | 19:00 | 17.2 | 78 | 6.7
2011-10-08 19:00 | 20:00 | 17.2 | 78 | 7.7
2011-10-08 20:00 | 21:00 | 15.6 | 86 | 6.2
2011-10-08 21:00 | 22:00 | 15 | 87 | 6.2
2011-10-08 22:00 | 23:00 | 15 | 87 | 4.6
2011-10-08 23:00 | 24:00 | 14.4 | 84 | 6.2
2011-10-09 | 1:00 | 13.3 | 90 | 5.2
2011-10-09 01:00 | 2:00 | 13.3 | 90 | 5.2
2011-10-09 02:00 | 3:00 | 12.2 | 93 | 5.2
2011-10-09 03:00 | 4:00 | 12.2 | 90 | 5.7
2011-10-09 04:00 | 5:00 | 12.2 | 90 | 6.2
2011-10-09 05:00 | 6:00 | 11.7 | 96 | 6.2
2011-10-09 06:00 | 7:00 | 11.7 | 100 | 6.2
2011-10-09 07:00 | 8:00 | 11.7 | 100 | 5.7
2011-10-09 08:00 | 9:00 | 14.4 | 93 | 6.7
2011-10-09 09:00 | 10:00 | 15 | 93 | 5.7
2011-10-09 10:00 | 11:00 | 15 | 93 | 5.2
2011-10-09 11:00 | 12:00 | 17.8 | 78 | 4.6
2011-10-09 12:00 | 13:00 | 17.8 | 80 | 6.2
2011-10-09 13:00 | 14:00 | 17.8 | 80 | 5.2
2011-10-09 14:00 | 15:00 | 18.3 | 87 | 4.6
2011-10-09 15:00 | 16:00 | 18.3 | 87 | 5.7
2011-10-09 16:00 | 17:00 | 19.4 | 87 | 6.7
2011-10-09 17:00 | 18:00 | 19.4 | 84 | 6.7
2011-10-09 18:00 | 19:00 | 19.4 | 84 | 7.7
2011-10-09 19:00 | 20:00 | 18.9 | 87 | 8.8
2011-10-09 20:00 | 21:00 | 18.3 | 90 | 8.2
2011-10-09 21:00 | 22:00 | 18.3 | 90 | 8.2
2011-10-09 22:00 | 23:00 | 18.3 | 90 | 6.7
2011-10-09 23:00 | 24:00 | 17.2 | 100 | 5.7
2011-10-10 | 1:00 | 17.2 | 100 | 7.7
2011-10-10 01:00 | 2:00 | 18.3 | 97 | 5.7
2011-10-10 02:00 | 3:00 | 17.8 | 93 | 6.7
2011-10-10 03:00 | 4:00 | 17.2 | 97 | 7.7
2011-10-10 04:00 | 5:00 | 17.2 | 97 | 6.7
2011-10-10 05:00 | 6:00 | 17.2 | 97 | 6.7
2011-10-10 06:00 | 7:00 | 15.6 | 100 | 7.2
2011-10-10 07:00 | 8:00 | 14.4 | 100 | 7.2
2011-10-10 08:00 | 9:00 | 13.9 | 100 | 6.7
2011-10-10 09:00 | 10:00 | 12.8 | 96 | 6.2
2011-10-10 10:00 | 11:00 | 12.8 | 96 | 3.1
2011-10-10 11:00 | 12:00 | 12.2 | 100 | 4.6
2011-10-10 12:00 | 13:00 | 12.2 | 97 | 5.2
2011-10-10 13:00 | 14:00 | 12.2 | 97 | 5.2
2011-10-10 14:00 | 15:00 | 11.7 | 93 | 5.2
2011-10-10 15:00 | 16:00 | 11.1 | 97 | 5.2
2011-10-10 16:00 | 17:00 | 11.1 | 97 | 4.6
2011-10-10 17:00 | 18:00 | 11 | 87 | 4.6
2011-10-10 18:00 | 19:00 | 10.6 | 96 | 4.6
2011-10-10 19:00 | 20:00 | 10 | 100 | 3.6
2011-10-10 20:00 | 21:00 | 10 | 96 | 4.1
2011-10-10 21:00 | 22:00 | 10 | 89 | 3.1
2011-10-10 22:00 | 23:00 | 10 | 89 | 3.1
2011-10-10 23:00 | 24:00 | 9.4 | 83 | 3.1
2011-10-11 | 1:00 | 8.3 | 80 | 3.6
2011-10-11 01:00 | 2:00 | 8.3 | 80 | 4.1
2011-10-11 02:00 | 3:00 | 7.2 | 76 | 4.1
2011-10-11 03:00 | 4:00 | 7.2 | 74 | 4.1
2011-10-11 04:00 | 5:00 | 7.2 | 74 | 4.1
2011-10-11 05:00 | 6:00 | 7.2 | 70 | 4.1
2011-10-11 06:00 | 7:00 | 7.8 | 68 | 4.6
2011-10-11 07:00 | 8:00 | 7.8 | 68 | 3.6
2011-10-11 08:00 | 9:00 | 10 | 56 | 3.6
2011-10-11 09:00 | 10:00 | 11.1 | 52 | 6.7
2011-10-11 10:00 | 11:00 | 11.1 | 52 | 6.7
2011-10-11 11:00 | 12:00 | 13.3 | 45 | 6.7
2011-10-11 12:00 | 13:00 | 13.9 | 42 | 6.2
2011-10-11 13:00 | 14:00 | 13.9 | 42 | 6.7
2011-10-11 14:00 | 15:00 | 14.4 | 40 | 7.2
2011-10-11 15:00 | 16:00 | 14.4 | 39 | 6.2
2011-10-11 16:00 | 17:00 | 14.4 | 39 | 5.7
2011-10-11 17:00 | 18:00 | 11.7 | 48 | 5.2
2011-10-11 18:00 | 19:00 | 11.1 | 50 | 5.7
2011-10-11 19:00 | 20:00 | 11.1 | 50 | 4.6
2011-10-11 20:00 | 21:00 | 9.4 | 56 | 5.2
2011-10-11 21:00 | 22:00 | 8.9 | 56 | 4.1
2011-10-11 22:00 | 23:00 | 8.9 | 56 | 4.1
2011-10-11 23:00 | 24:00 | 7.8 | 60 | 2.6
2011-10-12 | 1:00 | 7.2 | 63 | 1.5
2011-10-12 01:00 | 2:00 | 7.2 | 63 | 3.6
2011-10-12 02:00 | 3:00 | 6.7 | 65 | 4.1
2011-10-12 03:00 | 4:00 | 6.7 | 65 | 4.6
2011-10-12 04:00 | 5:00 | 6.7 | 65 | 4.6
2011-10-12 05:00 | 6:00 | 6.7 | 65 | 3.6
2011-10-12 06:00 | 7:00 | 7.2 | 65 | 4.6
2011-10-12 07:00 | 8:00 | 7.2 | 65 | 3.6
2011-10-12 08:00 | 9:00 | 12.2 | 47 | 4.1
2011-10-12 09:00 | 10:00 | 13.3 | 40 | 4.1
2011-10-12 10:00 | 11:00 | 13.3 | 40 | 3.1
2011-10-12 11:00 | 12:00 | 14.4 | 46 | 3.1
2011-10-12 12:00 | 13:00 | 14.4 | 35 | 3.1
2011-10-12 13:00 | 14:00 | 14.4 | 35 | 4.6
2011-10-12 14:00 | 15:00 | 14.4 | 40 | 1.5
2011-10-12 15:00 | 16:00 | 14.4 | 42 | 2.1
2011-10-12 16:00 | 17:00 | 14.4 | 42 | 3.1
2011-10-12 17:00 | 18:00 | 12.8 | 59 | 3.6
2011-10-12 18:00 | 19:00 | 12.2 | 66 | 4.1
2011-10-12 19:00 | 20:00 | 12.2 | 66 | 4.1
2011-10-12 20:00 | 21:00 | 11.1 | 66 | 4.1
2011-10-12 21:00 | 22:00 | 10.6 | 63 | 4.6
2011-10-12 22:00 | 23:00 | 10.6 | 63 | 4.1
2011-10-12 23:00 | 24:00 | 9.4 | 68 | 4.6
2011-10-13 | 1:00 | 9.4 | 77 | 4.1
2011-10-13 01:00 | 2:00 | 9.4 | 77 | 4.6
2011-10-13 02:00 | 3:00 | 9.4 | 83 | 4.6
2011-10-13 03:00 | 4:00 | 9.4 | 86 | 5.7
2011-10-13 04:00 | 5:00 | 9.4 | 86 | 4.1
2011-10-13 05:00 | 6:00 | 9.4 | 86 | 4.1
2011-10-13 06:00 | 7:00 | 10.6 | 83 | 4.6
2011-10-13 07:00 | 8:00 | 10.6 | 83 | 5.2
2011-10-13 08:00 | 9:00 | 13.3 | 72 | 5.2
2011-10-13 09:00 | 10:00 | 15 | 67 | 5.2
2011-10-13 10:00 | 11:00 | 15 | 67 | 5.2
2011-10-13 11:00 | 12:00 | 16.1 | 67 | 4.1
2011-10-13 12:00 | 13:00 | 16.7 | 60 | 5.2
2011-10-13 13:00 | 14:00 | 16.7 | 60 | 5.2
2011-10-13 14:00 | 15:00 | 16.1 | 70 | 4.6
2011-10-13 15:00 | 16:00 | 16.7 | 72 | 5.2
2011-10-13 16:00 | 17:00 | 16.7 | 72 | 6.2
2011-10-13 17:00 | 18:00 | 15 | 75 | 5.7
2011-10-13 18:00 | 19:00 | 13.9 | 80 | 6.2
2011-10-13 19:00 | 20:00 | 13.9 | 80 | 5.2
2011-10-13 20:00 | 21:00 | 12.2 | 86 | 4.6
2011-10-13 21:00 | 22:00 | 11.7 | 93 | 5.2
2011-10-13 22:00 | 23:00 | 11.7 | 93 | 5.7
2011-10-13 23:00 | 24:00 | 11.1 | 97 | 5.2
2011-10-14 | 1:00 | 11.1 | 97 | 3.1
2011-10-14 01:00 | 2:00 | 11.1 | 97 | 2.1
2011-10-14 02:00 | 3:00 | 12.2 | 93 | 2.1
2011-10-14 03:00 | 4:00 | 12.8 | 93 | 3.6
2011-10-14 04:00 | 5:00 | 12.8 | 93 | 3.1
2011-10-14 05:00 | 6:00 | 12.8 | 93 | 3.1
2011-10-14 06:00 | 7:00 | 13.3 | 93 | 4.1
2011-10-14 07:00 | 8:00 | 13.3 | 93 | 3.6
2011-10-14 08:00 | 9:00 | 17.2 | 84 | 3.6
2011-10-14 09:00 | 10:00 | 18.3 | 78 | 3.6
2011-10-14 10:00 | 11:00 | 18.3 | 78 | 2.6
2011-10-14 11:00 | 12:00 | 20.6 | 61 | 5.2
2011-10-14 12:00 | 13:00 | 21.7 | 57 | 6.2
2011-10-14 13:00 | 14:00 | 21.7 | 57 | 5.2
2011-10-14 14:00 | 15:00 | 21.1 | 53 | 5.2
2011-10-14 15:00 | 16:00 | 20.6 | 53 | 4.6
2011-10-14 16:00 | 17:00 | 20.6 | 53 | 4.6
2011-10-14 17:00 | 18:00 | 18.3 | 73 | 4.1
2011-10-14 18:00 | 19:00 | 17.8 | 75 | 5.7
2011-10-14 19:00 | 20:00 | 17.8 | 75 | 7.2
2011-10-14 20:00 | 21:00 | 16.1 | 75 | 7.2
2011-10-14 21:00 | 22:00 | 15.6 | 75 | 6.2
2011-10-14 22:00 | 23:00 | 15.6 | 75 | 7.2
2011-10-14 23:00 | 24:00 | 12.8 | 69 | 9.8
2011-10-15 | 1:00 | 11.1 | 61 | 6.7
2011-10-15 01:00 | 2:00 | 11.1 | 61 | 8.2
2011-10-15 02:00 | 3:00 | 9.4 | 63 | 5.2
2011-10-15 03:00 | 4:00 | 8.9 | 63 | 6.7
2011-10-15 04:00 | 5:00 | 8.9 | 63 | 7.2
2011-10-15 05:00 | 6:00 | 7.8 | 60 | 6.2
2011-10-15 06:00 | 7:00 | 8.3 | 58 | 7.7
2011-10-15 07:00 | 8:00 | 8.3 | 58 | 7.2
2011-10-15 08:00 | 9:00 | 10 | 52 | 6.2
2011-10-15 09:00 | 10:00 | 11.1 | 48 | 7.7
2011-10-15 10:00 | 11:00 | 11.1 | 48 | 7.7
2011-10-15 11:00 | 12:00 | 13.3 | 42 | 7.7
2011-10-15 12:00 | 13:00 | 14.4 | 39 | 7.7
2011-10-15 13:00 | 14:00 | 14.4 | 39 | 7.7
2011-10-15 14:00 | 15:00 | 15 | 34 | 9.3
2011-10-15 15:00 | 16:00 | 12.8 | 57 | 7.7
2011-10-15 16:00 | 17:00 | 12.8 | 57 | 6.7
2011-10-15 17:00 | 18:00 | 11.1 | 63 | 5.2
2011-10-15 18:00 | 19:00 | 11.1 | 66 | 5.2
2011-10-15 19:00 | 20:00 | 11.1 | 66 | 4.6
2011-10-15 20:00 | 21:00 | 11.1 | 50 | 4.6
2011-10-15 21:00 | 22:00 | 9.4 | 54 | 5.2
2011-10-15 22:00 | 23:00 | 9.4 | 54 | 4.6
2011-10-15 23:00 | 24:00 | 7.8 | 58 | 5.2
2011-10-16 | 1:00 | 7.2 | 68 | 6.2
2011-10-16 01:00 | 2:00 | 7.2 | 68 | 4.6
2011-10-16 02:00 | 3:00 | 6.1 | 73 | 4.1
2011-10-16 03:00 | 4:00 | 6.1 | 73 | 5.2
2011-10-16 04:00 | 5:00 | 6.1 | 73 | 4.6
2011-10-16 05:00 | 6:00 | 5.6 | 79 | 6.2
2011-10-16 06:00 | 7:00 | 6.7 | 76 | 4.6
2011-10-16 07:00 | 8:00 | 6.7 | 76 | 4.6
2011-10-16 08:00 | 9:00 | 11.7 | 59 | 3.1
2011-10-16 09:00 | 10:00 | 12.2 | 57 | 3.6
2011-10-16 10:00 | 11:00 | 12.2 | 57 | 3.6
2011-10-16 11:00 | 12:00 | 12.8 | 59 | 3.6
2011-10-16 12:00 | 13:00 | 12.8 | 62 | 2.6
2011-10-16 13:00 | 14:00 | 12.8 | 62 | 4.6
2011-10-16 14:00 | 15:00 | 11.7 | 63 | 3.1
2011-10-16 15:00 | 16:00 | 11.7 | 66 | 3.6
2011-10-16 16:00 | 17:00 | 11.7 | 66 | 5.7
2011-10-16 17:00 | 18:00 | 11.1 | 69 | 4.6
2011-10-16 18:00 | 19:00 | 10.6 | 71 | 5.2
2011-10-16 19:00 | 20:00 | 10.6 | 71 | 4.6
2011-10-16 20:00 | 21:00 | 9.4 | 83 | 3.6
2011-10-16 21:00 | 22:00 | 9.4 | 83 | 4.1
2011-10-16 22:00 | 23:00 | 9.4 | 83 | 3.6
2011-10-16 23:00 | 24:00 | 8.9 | 83 | 3.1
2011-10-17 | 1:00 | 8.9 | 86 | 3.1
2011-10-17 01:00 | 2:00 | 8.9 | 86 | 3.6
2011-10-17 02:00 | 3:00 | 8.3 | 93 | 3.6
2011-10-17 03:00 | 4:00 | 8.3 | 93 | 4.1
2011-10-17 04:00 | 5:00 | 8.3 | 93 | 4.6
2011-10-17 05:00 | 6:00 | 7.8 | 96 | 4.6
2011-10-17 06:00 | 7:00 | 9.4 | 93 | 5.2
2011-10-17 07:00 | 8:00 | 9.4 | 93 | 5.2
2011-10-17 08:00 | 9:00 | 14.4 | 72 | 6.2
2011-10-17 09:00 | 10:00 | 16.7 | 62 | 7.7
2011-10-17 10:00 | 11:00 | 16.7 | 62 | 7.7
2011-10-17 11:00 | 12:00 | 20 | 50 | 7.7
2011-10-17 12:00 | 13:00 | 20.6 | 53 | 7.2
2011-10-17 13:00 | 14:00 | 20.6 | 53 | 7.2
2011-10-17 14:00 | 15:00 | 21.1 | 55 | 5.2
2011-10-17 15:00 | 16:00 | 21.1 | 57 | 5.2
2011-10-17 16:00 | 17:00 | 21.1 | 57 | 5.7
2011-10-17 17:00 | 18:00 | 18.9 | 68 | 5.2
2011-10-17 18:00 | 19:00 | 17.8 | 73 | 6.2
2011-10-17 19:00 | 20:00 | 17.8 | 73 | 5.2
2011-10-17 20:00 | 21:00 | 16.7 | 78 | 6.2
2011-10-17 21:00 | 22:00 | 16.7 | 80 | 6.2
2011-10-17 22:00 | 23:00 | 16.7 | 80 | 6.2
2011-10-17 23:00 | 24:00 | 16.7 | 80 | 5.7
2011-10-18 | 1:00 | 16.7 | 84 | 6.7
2011-10-18 01:00 | 2:00 | 16.7 | 84 | 6.2
2011-10-18 02:00 | 3:00 | 17.2 | 81 | 5.7
2011-10-18 03:00 | 4:00 | 17.8 | 78 | 5.2
2011-10-18 04:00 | 5:00 | 17.8 | 78 | 5.2
2011-10-18 05:00 | 6:00 | 17.2 | 81 | 5.2
2011-10-18 06:00 | 7:00 | 17.8 | 80 | 5.2
2011-10-18 07:00 | 8:00 | 17.8 | 80 | 5.7
2011-10-18 08:00 | 9:00 | 20.6 | 70 | 5.2
2011-10-18 09:00 | 10:00 | 22.2 | 64 | 5.7
2011-10-18 10:00 | 11:00 | 22.2 | 64 | 6.2
2011-10-18 11:00 | 12:00 | 22.2 | 64 | 5.2
2011-10-18 12:00 | 13:00 | 22.2 | 68 | 4.6
2011-10-18 13:00 | 14:00 | 22.2 | 68 | 5.7
2011-10-18 14:00 | 15:00 | 20.6 | 73 | 4.6
2011-10-18 15:00 | 16:00 | 19.4 | 79 | 4.6
2011-10-18 16:00 | 17:00 | 19.4 | 79 | 3.6
2011-10-18 17:00 | 18:00 | 18.3 | 81 | 3.6
2011-10-18 18:00 | 19:00 | 18.3 | 81 | 3.1
2011-10-18 19:00 | 20:00 | 18.3 | 81 | 3.1
2011-10-18 20:00 | 21:00 | 21.1 | 73 | 3.1
2011-10-18 21:00 | 22:00 | 18.9 | 81 | 3.1
2011-10-18 22:00 | 23:00 | 18.9 | 81 | 4.6
2011-10-18 23:00 | 24:00 | 16.7 | 93 | 3.6
2011-10-19 | 1:00 | 17.8 | 90 | 3.1
2011-10-19 01:00 | 2:00 | 17.8 | 90 | 4.1
2011-10-19 02:00 | 3:00 | 17 | 100 | 3.1
2011-10-19 03:00 | 4:00 | 15.6 | 100 | 4.1
2011-10-19 04:00 | 5:00 | 15.6 | 100 | 4.6
2011-10-19 05:00 | 6:00 | 13.9 | 100 | 4.6
2011-10-19 06:00 | 7:00 | 14.4 | 97 | 4.6
2011-10-19 07:00 | 8:00 | 14.4 | 97 | 3.6
2011-10-19 08:00 | 9:00 | 14.4 | 97 | 3.6
2011-10-19 09:00 | 10:00 | 15.6 | 93 | 4.1
2011-10-19 10:00 | 11:00 | 15.6 | 93 | 3.6
2011-10-19 11:00 | 12:00 | 15.6 | 96 | 3.6
2011-10-19 12:00 | 13:00 | 15.6 | 96 | 2.1
2011-10-19 13:00 | 14:00 | 16.1 | 93 | 2.1
2011-10-19 14:00 | 15:00 | 16.7 | 93 | 3.1
2011-10-19 15:00 | 16:00 | 15.6 | 96 | 3.1
2011-10-19 16:00 | 17:00 | 15 | 100 | 3.1
2011-10-19 17:00 | 18:00 | 14.4 | 100 | 4.1
2011-10-19 18:00 | 19:00 | 19.4 | 84 | 3.6
2011-10-19 19:00 | 20:00 | 19.4 | 84 | 5.2
2011-10-19 20:00 | 21:00 | 20 | 76 | 5.2
2011-10-19 21:00 | 22:00 | 20.6 | 73 | 4.6
2011-10-19 22:00 | 23:00 | 20.6 | 73 | 5.2
2011-10-19 23:00 | 24:00 | 20 | 78 | 5.7
2011-10-20 | 1:00 | 19.4 | 84 | 5.2
2011-10-20 01:00 | 2:00 | 19.4 | 84 | 5.7
2011-10-20 02:00 | 3:00 | 18.9 | 87 | 5.2
2011-10-20 03:00 | 4:00 | 18.9 | 90 | 5.2
2011-10-20 04:00 | 5:00 | 18.9 | 90 | 5.7
2011-10-20 05:00 | 6:00 | 19.4 | 87 | 5.2
2011-10-20 06:00 | 7:00 | 20 | 84 | 5.2
2011-10-20 07:00 | 8:00 | 20 | 84 | 5.7
2011-10-20 08:00 | 9:00 | 22.8 | 73 | 4.6
2011-10-20 09:00 | 10:00 | 23.9 | 69 | 6.2
2011-10-20 10:00 | 11:00 | 23.9 | 69 | 5.7
2011-10-20 11:00 | 12:00 | 26.7 | 49 | 6.7
2011-10-20 12:00 | 13:00 | 27.2 | 41 | 6.2
2011-10-20 13:00 | 14:00 | 27.2 | 41 | 6.7
2011-10-20 14:00 | 15:00 | 26.1 | 38 | 6.2
2011-10-20 15:00 | 16:00 | 25 | 40 | 5.2
2011-10-20 16:00 | 17:00 | 25 | 40 | 4.6
2011-10-20 17:00 | 18:00 | 22.8 | 46 | 4.1
2011-10-20 18:00 | 19:00 | 21.1 | 46 | 4.6
2011-10-20 19:00 | 20:00 | 21.1 | 46 | 4.1
2011-10-20 20:00 | 21:00 | 19.4 | 51 | 3.6
2011-10-20 21:00 | 22:00 | 18.3 | 54 | 3.1
2011-10-20 22:00 | 23:00 | 18.3 | 54 | 3.1
2011-10-20 23:00 | 24:00 | 16.7 | 58 | 3.1
2011-10-21 | 1:00 | 14.4 | 70 | 3.6
2011-10-21 01:00 | 2:00 | 14.4 | 70 | 3.6
2011-10-21 02:00 | 3:00 | 13.3 | 77 | 3.1
2011-10-21 03:00 | 4:00 | 14.4 | 78 | 4.1
2011-10-21 04:00 | 5:00 | 13.9 | 80 | 3.1
2011-10-21 05:00 | 6:00 | 13.9 | 87 | 3.6
2011-10-21 06:00 | 7:00 | 14.4 | 70 | 5.7
2011-10-21 07:00 | 8:00 | 14.4 | 70 | 7.2
2011-10-21 08:00 | 9:00 | 15.6 | 72 | 7.2
2011-10-21 09:00 | 10:00 | 15.6 | 78 | 7.2
2011-10-21 10:00 | 11:00 | 15.6 | 78 | 7.2
2011-10-21 11:00 | 12:00 | 15.6 | 80 | 7.2
2011-10-21 12:00 | 13:00 | 16.1 | 78 | 6.7
2011-10-21 13:00 | 14:00 | 16.1 | 78 | 6.7
2011-10-21 14:00 | 15:00 | 15 | 83 | 6.7
2011-10-21 15:00 | 16:00 | 15 | 82 | 6.7
2011-10-21 16:00 | 17:00 | 15 | 81 | 5.7
2011-10-21 17:00 | 18:00 | 14.4 | 84 | 2.6
2011-10-21 18:00 | 19:00 | 14.4 | 87 | 3.1
2011-10-21 19:00 | 20:00 | 14.4 | 87 | 5.2
2011-10-21 20:00 | 21:00 | 14.4 | 93 | 4.1
2011-10-21 21:00 | 22:00 | 13.9 | 100 | 4.1
2011-10-21 22:00 | 23:00 | 13.9 | 100 | 3.1
2011-10-21 23:00 | 24:00 | 14.4 | 100 | 3.6
2011-10-22 | 1:00 | 15 | 100 | 4.6
2011-10-22 01:00 | 2:00 | 15 | 100 | 5.2
2011-10-22 02:00 | 3:00 | 15 | 100 | 4.1
2011-10-22 03:00 | 4:00 | 16.1 | 100 | 4.1
2011-10-22 04:00 | 5:00 | 16.1 | 100 | 4.1
2011-10-22 05:00 | 6:00 | 16.7 | 100 | 3.6
2011-10-22 06:00 | 7:00 | 16.1 | 100 | 3.6
2011-10-22 07:00 | 8:00 | 17.2 | 100 | 3.1
2011-10-22 08:00 | 9:00 | 16.7 | 100 | 3.1
2011-10-22 09:00 | 10:00 | 19 | 94 | 4.1
2011-10-22 10:00 | 11:00 | 19.4 | 93 | 4.6
2011-10-22 11:00 | 12:00 | 20.6 | 87 | 5.2
2011-10-22 12:00 | 13:00 | 19.4 | 90 | 4.6
2011-10-22 13:00 | 14:00 | 19.4 | 90 | 5.7
2011-10-22 14:00 | 15:00 | 18.9 | 90 | 6.2
2011-10-22 15:00 | 16:00 | 18.3 | 93 | 6.2
2011-10-22 16:00 | 17:00 | 18.3 | 93 | 5.2
2011-10-22 17:00 | 18:00 | 17.2 | 100 | 6.2
2011-10-22 18:00 | 19:00 | 16.7 | 100 | 4.1
2011-10-22 19:00 | 20:00 | 16.7 | 100 | 6.7
2011-10-22 20:00 | 21:00 | 18.9 | 100 | 6.7
2011-10-22 21:00 | 22:00 | 17.8 | 100 | 5.7
2011-10-22 22:00 | 23:00 | 17.8 | 100 | 5.2
2011-10-22 23:00 | 24:00 | 18.3 | 100 | 5.7
2011-10-23 | 1:00 | 18.3 | 100 | 5.2
2011-10-23 01:00 | 2:00 | 18.3 | 100 | 4.1
2011-10-23 02:00 | 3:00 | 17.8 | 100 | 6.7
2011-10-23 03:00 | 4:00 | 17 | 100 | 7.2
2011-10-23 04:00 | 5:00 | 17.2 | 100 | 7.2
2011-10-23 05:00 | 6:00 | 17.2 | 97 | 6.7
2011-10-23 06:00 | 7:00 | 17.2 | 97 | 6.7
2011-10-23 07:00 | 8:00 | 17.2 | 97 | 7.7
2011-10-23 08:00 | 9:00 | 17.8 | 96 | 6.2
2011-10-23 09:00 | 10:00 | 18.3 | 93 | 6.2
2011-10-23 10:00 | 11:00 | 18.3 | 93 | 8.2
2011-10-23 11:00 | 12:00 | 15 | 100 | 7.7
2011-10-23 12:00 | 13:00 | 15 | 96 | 7.7
2011-10-23 13:00 | 14:00 | 13.3 | 100 | 7.2
2011-10-23 14:00 | 15:00 | 12.2 | 86 | 6.2
2011-10-23 15:00 | 16:00 | 12.2 | 83 | 7.7
2011-10-23 16:00 | 17:00 | 11.7 | 80 | 7.7
2011-10-23 17:00 | 18:00 | 8.9 | 73 | 7.7
2011-10-23 18:00 | 19:00 | 8.3 | 74 | 6.7
2011-10-23 19:00 | 20:00 | 7.8 | 71 | 6.2
2011-10-23 20:00 | 21:00 | 7.2 | 70 | 6.2
2011-10-23 21:00 | 22:00 | 7.2 | 70 | 7.2
2011-10-23 22:00 | 23:00 | 7.2 | 70 | 8.2
2011-10-23 23:00 | 24:00 | 7.2 | 70 | 6.7
2011-10-24 | 1:00 | 7.2 | 70 | 6.2
2011-10-24 01:00 | 2:00 | 7.2 | 70 | 5.2
2011-10-24 02:00 | 3:00 | 7.8 | 71 | 4.6
2011-10-24 03:00 | 4:00 | 8.3 | 65 | 5.2
2011-10-24 04:00 | 5:00 | 8.3 | 65 | 3.1
2011-10-24 05:00 | 6:00 | 8.3 | 60 | 4.1
2011-10-24 06:00 | 7:00 | 8.3 | 58 | 5.7
2011-10-24 07:00 | 8:00 | 8.3 | 58 | 6.2
2011-10-24 08:00 | 9:00 | 9.4 | 49 | 5.7
2011-10-24 09:00 | 10:00 | 11.1 | 46 | 4.1
2011-10-24 10:00 | 11:00 | 11.1 | 46 | 5.2
2011-10-24 11:00 | 12:00 | 12.8 | 34 | 5.2
2011-10-24 12:00 | 13:00 | 13.3 | 30 | 6.2
2011-10-24 13:00 | 14:00 | 13.3 | 30 | 6.2
2011-10-24 14:00 | 15:00 | 14.4 | 27 | 6.7
2011-10-24 15:00 | 16:00 | 13.9 | 28 | 7.7
2011-10-24 16:00 | 17:00 | 13.9 | 28 | 6.7
2011-10-24 17:00 | 18:00 | 12.8 | 27 | 5.2
2011-10-24 18:00 | 19:00 | 12.2 | 43 | 5.2
2011-10-24 19:00 | 20:00 | 12.2 | 43 | 6.7
2011-10-24 20:00 | 21:00 | 12.2 | 49 | 6.2
2011-10-24 21:00 | 22:00 | 12.2 | 50 | 6.2
2011-10-24 22:00 | 23:00 | 12.2 | 50 | 5.7
2011-10-24 23:00 | 24:00 | 10 | 61 | 5.2
2011-10-25 | 1:00 | 10.6 | 58 | 4.1
2011-10-25 01:00 | 2:00 | 10.6 | 58 | 5.2
2011-10-25 02:00 | 3:00 | 10.6 | 63 | 4.6
2011-10-25 03:00 | 4:00 | 10.6 | 63 | 4.1
2011-10-25 04:00 | 5:00 | 10.6 | 63 | 5.2
2011-10-25 05:00 | 6:00 | 10.6 | 65 | 3.6
2011-10-25 06:00 | 7:00 | 11.1 | 61 | 3.6
2011-10-25 07:00 | 8:00 | 11.1 | 61 | 3.1
2011-10-25 08:00 | 9:00 | 12.8 | 52 | 3.1
2011-10-25 09:00 | 10:00 | 13.3 | 43 | 5.2
2011-10-25 10:00 | 11:00 | 13.3 | 43 | 6.2
2011-10-25 11:00 | 12:00 | 15.6 | 39 | 5.7
2011-10-25 12:00 | 13:00 | 15.6 | 36 | 4.6
2011-10-25 13:00 | 14:00 | 15.6 | 36 | 6.7
2011-10-25 14:00 | 15:00 | 15 | 33 | 5.7
2011-10-25 15:00 | 16:00 | 13.9 | 33 | 6.2
2011-10-25 16:00 | 17:00 | 13.9 | 33 | 5.2
2011-10-25 17:00 | 18:00 | 11.1 | 44 | 5.7
2011-10-25 18:00 | 19:00 | 10.6 | 46 | 6.2
2011-10-25 19:00 | 20:00 | 10.6 | 46 | 5.2
2011-10-25 20:00 | 21:00 | 9.4 | 49 | 6.2
2011-10-25 21:00 | 22:00 | 8.3 | 51 | 6.2
2011-10-25 22:00 | 23:00 | 8.3 | 51 | 5.2
2011-10-25 23:00 | 24:00 | 7.8 | 55 | 5.2
2011-10-26 | 1:00 | 7.2 | 57 | 5.7
2011-10-26 01:00 | 2:00 | 7.2 | 57 | 5.2
2011-10-26 02:00 | 3:00 | 6.1 | 65 | 5.2
2011-10-26 03:00 | 4:00 | 6.1 | 59 | 4.6
2011-10-26 04:00 | 5:00 | 6.1 | 59 | 3.6
2011-10-26 05:00 | 6:00 | 5.6 | 51 | 3.6
2011-10-26 06:00 | 7:00 | 5.6 | 53 | 2.6
2011-10-26 07:00 | 8:00 | 5.6 | 53 | 4.1
2011-10-26 08:00 | 9:00 | 7.2 | 42 | 4.1
2011-10-26 09:00 | 10:00 | 7.8 | 40 | 4.1
2011-10-26 10:00 | 11:00 | 7.8 | 40 | 4.1
2011-10-26 11:00 | 12:00 | 8.3 | 37 | 3.1
2011-10-26 12:00 | 13:00 | 8.3 | 37 | 2.6
2011-10-26 13:00 | 14:00 | 8.3 | 37 | 3.1
2011-10-26 14:00 | 15:00 | 8.3 | 33 | 3.6
2011-10-26 15:00 | 16:00 | 7.8 | 36 | 3.6
2011-10-26 16:00 | 17:00 | 7.8 | 36 | 3.6
2011-10-26 17:00 | 18:00 | 6.7 | 39 | 4.6
2011-10-26 18:00 | 19:00 | 6.1 | 43 | 5.2
2011-10-26 19:00 | 20:00 | 6.1 | 43 | 4.1
2011-10-26 20:00 | 21:00 | 5 | 46 | 5.7
2011-10-26 21:00 | 22:00 | 4.4 | 51 | 8.2
2011-10-26 22:00 | 23:00 | 4.4 | 51 | 7.7
2011-10-26 23:00 | 24:00 | 3.9 | 55 | 7.2
2011-10-27 | 1:00 | 3.3 | 60 | 7.2
2011-10-27 01:00 | 2:00 | 3.3 | 60 | 7.7
2011-10-27 02:00 | 3:00 | 3.3 | 60 | 5.7
2011-10-27 03:00 | 4:00 | 3.3 | 63 | 6.7
2011-10-27 04:00 | 5:00 | 3.3 | 63 | 7.7
2011-10-27 05:00 | 6:00 | 2.8 | 65 | 7.7
2011-10-27 06:00 | 7:00 | 3.3 | 63 | 6.2
2011-10-27 07:00 | 8:00 | 3.3 | 63 | 7.2
2011-10-27 08:00 | 9:00 | 5.6 | 56 | 6.2
2011-10-27 09:00 | 10:00 | 6.7 | 47 | 4.6
2011-10-27 10:00 | 11:00 | 6.7 | 47 | 5.7
2011-10-27 11:00 | 12:00 | 7.8 | 42 | 4.1
2011-10-27 12:00 | 13:00 | 8.9 | 41 | 4.6
2011-10-27 13:00 | 14:00 | 8.9 | 41 | 4.1
2011-10-27 14:00 | 15:00 | 8.9 | 39 | 4.1
2011-10-27 15:00 | 16:00 | 7.8 | 40 | 4.1
2011-10-27 16:00 | 17:00 | 7.8 | 40 | 4.6
2011-10-27 17:00 | 18:00 | 6.1 | 45 | 4.1
2011-10-27 18:00 | 19:00 | 5.6 | 46 | 3.1
2011-10-27 19:00 | 20:00 | 5.6 | 46 | 4.1
2011-10-27 20:00 | 21:00 | 3.9 | 52 | 4.1
2011-10-27 21:00 | 22:00 | 3.3 | 57 | 3.6
2011-10-27 22:00 | 23:00 | 3.3 | 57 | 2.6
2011-10-27 23:00 | 24:00 | 2.8 | 59 | 3.6
2011-10-28 | 1:00 | 2.2 | 62 | 4.1
2011-10-28 01:00 | 2:00 | 2.2 | 62 | 3.1
2011-10-28 02:00 | 3:00 | 1.7 | 64 | 4.1
2011-10-28 03:00 | 4:00 | 1.1 | 70 | 5.7
2011-10-28 04:00 | 5:00 | 1.1 | 70 | 4.6
2011-10-28 05:00 | 6:00 | 1.1 | 70 | 5.2
2011-10-28 06:00 | 7:00 | 1.7 | 70 | 5.2
2011-10-28 07:00 | 8:00 | 1.7 | 70 | 5.7
2011-10-28 08:00 | 9:00 | 4.4 | 70 | 4.1
2011-10-28 09:00 | 10:00 | 7.2 | 60 | 5.2
2011-10-28 10:00 | 11:00 | 7.2 | 60 | 5.7
2011-10-28 11:00 | 12:00 | 8.9 | 66 | 5.7
2011-10-28 12:00 | 13:00 | 8.3 | 71 | 7.2
2011-10-28 13:00 | 14:00 | 8.3 | 71 | 6.7
2011-10-28 14:00 | 15:00 | 7.8 | 79 | 7.2
2011-10-28 15:00 | 16:00 | 7.8 | 79 | 5.7
2011-10-28 16:00 | 17:00 | 7.2 | 86 | 5.7
2011-10-28 17:00 | 18:00 | 7.2 | 90 | 6.2
2011-10-28 18:00 | 19:00 | 7.2 | 93 | 5.7
2011-10-28 19:00 | 20:00 | 7.2 | 93 | 6.2
2011-10-28 20:00 | 21:00 | 7.2 | 93 | 5.2
2011-10-28 21:00 | 22:00 | 8.3 | 93 | 5.2
2011-10-28 22:00 | 23:00 | 8.3 | 93 | 4.1
2011-10-28 23:00 | 24:00 | 9.4 | 93 | 4.1
2011-10-29 | 1:00 | 9.4 | 93 | 4.1
2011-10-29 01:00 | 2:00 | 9.4 | 93 | 3.6
2011-10-29 02:00 | 3:00 | 10.6 | 96 | 4.1
2011-10-29 03:00 | 4:00 | 11.1 | 97 | 5.2
2011-10-29 04:00 | 5:00 | 11.1 | 97 | 4.6
2011-10-29 05:00 | 6:00 | 12.2 | 97 | 5.7
2011-10-29 06:00 | 7:00 | 12.8 | 96 | 5.7
2011-10-29 07:00 | 8:00 | 12.2 | 100 | 4.6
2011-10-29 08:00 | 9:00 | 10.6 | 96 | 5.2
2011-10-29 09:00 | 10:00 | 9.4 | 90 | 4.6
2011-10-29 10:00 | 11:00 | 9.4 | 90 | 7.2
2011-10-29 11:00 | 12:00 | 8.3 | 90 | 8.2
2011-10-29 12:00 | 13:00 | 7.8 | 86 | 7.7
2011-10-29 13:00 | 14:00 | 7.8 | 86 | 8.8
2011-10-29 14:00 | 15:00 | 7.2 | 90 | 8.2
2011-10-29 15:00 | 16:00 | 7.2 | 93 | 7.2
2011-10-29 16:00 | 17:00 | 7.2 | 93 | 6.7
2011-10-29 17:00 | 18:00 | 7.2 | 93 | 7.7
2011-10-29 18:00 | 19:00 | 7.2 | 86 | 8.2
2011-10-29 19:00 | 20:00 | 7.2 | 86 | 8.2
2011-10-29 20:00 | 21:00 | 7.2 | 82 | 9.3
2011-10-29 21:00 | 22:00 | 6.7 | 89 | 7.7
2011-10-29 22:00 | 23:00 | 6.7 | 89 | 6.7
2011-10-29 23:00 | 24:00 | 7.2 | 90 | 7.7
2011-10-30 | 1:00 | 7.2 | 90 | 6.2
2011-10-30 01:00 | 2:00 | 7.2 | 86 | 7.2
2011-10-30 02:00 | 3:00 | 6.7 | 89 | 7.7
2011-10-30 03:00 | 4:00 | 6.7 | 89 | 7.7
2011-10-30 04:00 | 5:00 | 6.7 | 85 | 6.7
2011-10-30 05:00 | 6:00 | 5.6 | 85 | 6.7
2011-10-30 06:00 | 7:00 | 6.1 | 86 | 7.7
2011-10-30 07:00 | 8:00 | 6.1 | 86 | 7.2
2011-10-30 08:00 | 9:00 | 7.2 | 80 | 7.7
2011-10-30 09:00 | 10:00 | 7.8 | 82 | 8.2
2011-10-30 10:00 | 11:00 | 7.8 | 82 | 8.2
2011-10-30 11:00 | 12:00 | 10 | 71 | 6.7
2011-10-30 12:00 | 13:00 | 10.6 | 68 | 8.8
2011-10-30 13:00 | 14:00 | 10.6 | 68 | 9.8
2011-10-30 14:00 | 15:00 | 12.2 | 64 | 9.3
2011-10-30 15:00 | 16:00 | 12.2 | 64 | 7.7
2011-10-30 16:00 | 17:00 | 12.2 | 64 | 6.7
2011-10-30 17:00 | 18:00 | 12.8 | 62 | 7.7
2011-10-30 18:00 | 19:00 | 12.8 | 62 | 8.8
2011-10-30 19:00 | 20:00 | 12.8 | 62 | 7.7
2011-10-30 20:00 | 21:00 | 12.8 | 64 | 6.2
2011-10-30 21:00 | 22:00 | 12.8 | 69 | 5.7
2011-10-30 22:00 | 23:00 | 12.8 | 69 | 6.7
2011-10-30 23:00 | 24:00 | 13.3 | 69 | 6.2
2011-10-31 | 1:00 | 13.9 | 69 | 6.2
2011-10-31 01:00 | 2:00 | 13.9 | 69 | 5.2
2011-10-31 02:00 | 3:00 | 15.6 | 69 | 5.7
2011-10-31 03:00 | 4:00 | 15.6 | 69 | 5.2
2011-10-31 04:00 | 5:00 | 15.6 | 69 | 5.2
2011-10-31 05:00 | 6:00 | 15.6 | 72 | 5.7
2011-10-31 06:00 | 7:00 | 15 | 75 | 5.2
2011-10-31 07:00 | 8:00 | 15 | 75 | 5.2
2011-10-31 08:00 | 9:00 | 15 | 72 | 5.7
2011-10-31 09:00 | 10:00 | 16.1 | 62 | 4.6
2011-10-31 10:00 | 11:00 | 16.1 | 62 | 5.7
2011-10-31 11:00 | 12:00 | 16.7 | 62 | 6.2
2011-10-31 12:00 | 13:00 | 16.1 | 64 | 5.2
2011-10-31 13:00 | 14:00 | 16.1 | 64 | 4.6
2011-10-31 14:00 | 15:00 | 14.4 | 72 | 4.6
2011-10-31 15:00 | 16:00 | 13.3 | 77 | 3.6
2011-10-31 16:00 | 17:00 | 13.3 | 77 | 4.1
2011-10-31 17:00 | 18:00 | 12.8 | 83 | 4.6
2011-10-31 18:00 | 19:00 | 9.1 | 89 | 6.2
2011-10-31 19:00 | 20:00 | 8.9 | 90 | 5.2
2011-10-31 20:00 | 21:00 | 8.4 | 90 | 6.2
2011-10-31 21:00 | 22:00 | 8.2 | 86 | 5.8
2011-10-31 22:00 | 23:00 | 7.9 | 82 | 5.5
2011-10-31 23:00 | 24:00 | 7.4 | 77 | 5.1
2016-11-01 | 1:00 | 6.8 | 73 | 4.7
2016-11-01 01:00 | 2:00 | 6.5 | 72 | 4.3
2016-11-01 02:00 | 3:00 | 6.1 | 71 | 4
2016-11-01 03:00 | 4:00 | 5.8 | 72 | 3.6
2016-11-01 04:00 | 5:00 | 5.7 | 72 | 2.1
2016-11-01 05:00 | 6:00 | 6.1 | 70 | 2.1
2016-11-01 06:00 | 7:00 | 5.6 | 73 | 5.7
2016-11-01 07:00 | 8:00 | 5.6 | 73 | 4.6
2016-11-01 08:00 | 9:00 | 7.8 | 63 | 6.7
2016-11-01 09:00 | 10:00 | 8.9 | 58 | 7.7
2016-11-01 10:00 | 11:00 | 8.9 | 58 | 6.2
2016-11-01 11:00 | 12:00 | 10.6 | 52 | 6.7
2016-11-01 12:00 | 13:00 | 11.1 | 50 | 6.7
2016-11-01 13:00 | 14:00 | 11.1 | 50 | 6.7
2016-11-01 14:00 | 15:00 | 10 | 50 | 5.7
2016-11-01 15:00 | 16:00 | 9.4 | 49 | 4.1
2016-11-01 16:00 | 17:00 | 9.4 | 49 | 3.6
2016-11-01 17:00 | 18:00 | 7.2 | 60 | 3.1
2016-11-01 18:00 | 19:00 | 6.1 | 62 | 3.1
2016-11-01 19:00 | 20:00 | 6.1 | 62 | 3.1
2016-11-01 20:00 | 21:00 | 5 | 67 | 2.1
2016-11-01 21:00 | 22:00 | 4.4 | 67 | 3.1
2016-11-01 22:00 | 23:00 | 4.4 | 67 | 2.6
2016-11-01 23:00 | 24:00 | 3.3 | 72 | 3.1
2016-11-02 | 1:00 | 2.8 | 78 | 3.6
2016-11-02 01:00 | 2:00 | 2.8 | 78 | 4.6
2016-11-02 02:00 | 3:00 | 2.2 | 81 | 5.2
2016-11-02 03:00 | 4:00 | 1.7 | 84 | 5.2
2016-11-02 04:00 | 5:00 | 1.7 | 84 | 4.6
2016-11-02 05:00 | 6:00 | 1.1 | 84 | 5.7
2016-11-02 06:00 | 7:00 | 2.2 | 81 | 4.6
2016-11-02 07:00 | 8:00 | 2.2 | 81 | 6.2
2016-11-02 08:00 | 9:00 | 6.1 | 73 | 7.7
2016-11-02 09:00 | 10:00 | 8.9 | 68 | 7.2
2016-11-02 10:00 | 11:00 | 8.9 | 68 | 6.7
2016-11-02 11:00 | 12:00 | 9.4 | 68 | 7.2
2016-11-02 12:00 | 13:00 | 10 | 71 | 7.7
2016-11-02 13:00 | 14:00 | 10 | 71 | 7.7
2016-11-02 14:00 | 15:00 | 10 | 71 | 6.2
2016-11-02 15:00 | 16:00 | 10 | 74 | 5.2
2016-11-02 16:00 | 17:00 | 10 | 74 | 6.2
2016-11-02 17:00 | 18:00 | 8.9 | 83 | 5.7
2016-11-02 18:00 | 19:00 | 8.3 | 76 | 5.2
2016-11-02 19:00 | 20:00 | 8.3 | 76 | 6.2
2016-11-02 20:00 | 21:00 | 8.3 | 86 | 4.6
2016-11-02 21:00 | 22:00 | 8.3 | 90 | 3.1
2016-11-02 22:00 | 23:00 | 8.3 | 90 | 3.1
2016-11-02 23:00 | 24:00 | 7.8 | 93 | 4.1
2016-11-03 | 1:00 | 8.3 | 93 | 4.6
2016-11-03 01:00 | 2:00 | 8.3 | 93 | 4.6
2016-11-03 02:00 | 3:00 | 9.4 | 90 | 4.1
2016-11-03 03:00 | 4:00 | 10.6 | 89 | 1.5
2016-11-03 04:00 | 5:00 | 10.6 | 89 | 1.5
2016-11-03 05:00 | 6:00 | 10.6 | 86 | 2.6
2016-11-03 06:00 | 7:00 | 11.7 | 83 | 2.6
2016-11-03 07:00 | 8:00 | 11.7 | 83 | 2.6
2016-11-03 08:00 | 9:00 | 13.9 | 72 | 2.1
2016-11-03 09:00 | 10:00 | 15.6 | 67 | 2.1
2016-11-03 10:00 | 11:00 | 15.6 | 67 | 2.6
2016-11-03 11:00 | 12:00 | 18.3 | 58 | 3.1
2016-11-03 12:00 | 13:00 | 20 | 55 | 4.6
2016-11-03 13:00 | 14:00 | 20 | 55 | 5.2
2016-11-03 14:00 | 15:00 | 16.7 | 72 | 5.2
2016-11-03 15:00 | 16:00 | 17.8 | 70 | 5.2
2016-11-03 16:00 | 17:00 | 17.8 | 70 | 4.6
2016-11-03 17:00 | 18:00 | 14.4 | 81 | 3.6
2016-11-03 18:00 | 19:00 | 13.9 | 83 | 2.1
2016-11-03 19:00 | 20:00 | 13.9 | 83 | 2.1
2016-11-03 20:00 | 21:00 | 12.8 | 89 | 2.1
2016-11-03 21:00 | 22:00 | 12.8 | 89 | 3.1
2016-11-03 22:00 | 23:00 | 12.8 | 89 | 1.5
2016-11-03 23:00 | 24:00 | 11.7 | 96 | 2.1
2016-11-04 | 1:00 | 11.1 | 97 | 2.6
2016-11-04 01:00 | 2:00 | 11.1 | 97 | 2.6
2016-11-04 02:00 | 3:00 | 12.2 | 93 | 2.6
2016-11-04 03:00 | 4:00 | 12.2 | 93 | 1
2016-11-04 04:00 | 5:00 | 12.2 | 93 | 2.1
2016-11-04 05:00 | 6:00 | 11.7 | 96 | 2.1
2016-11-04 06:00 | 7:00 | 11.7 | 100 | 2.1
2016-11-04 07:00 | 8:00 | 11.7 | 100 | 2.6
2016-11-04 08:00 | 9:00 | 13 | 94 | 2.1
2016-11-04 09:00 | 10:00 | 13.9 | 96 | 2.6
2016-11-04 10:00 | 11:00 | 13.9 | 96 | 2.6
2016-11-04 11:00 | 12:00 | 16.1 | 87 | 1
2016-11-04 12:00 | 13:00 | 16.7 | 86 | 2.1
2016-11-04 13:00 | 14:00 | 16.1 | 93 | 2.1
2016-11-04 14:00 | 15:00 | 17.2 | 87 | 2.1
2016-11-04 15:00 | 16:00 | 16.7 | 90 | 1.5
2016-11-04 16:00 | 17:00 | 15.6 | 90 | 2.1
2016-11-04 17:00 | 18:00 | 13.3 | 90 | 2.1
2016-11-04 18:00 | 19:00 | 12.8 | 86 | 1.5
2016-11-04 19:00 | 20:00 | 12.8 | 86 | 0
2016-11-04 20:00 | 21:00 | 12.2 | 77 | 1
2016-11-04 21:00 | 22:00 | 12.2 | 77 | 1.5
2016-11-04 22:00 | 23:00 | 12.2 | 77 | 1.5
2016-11-04 23:00 | 24:00 | 11.1 | 80 | 2.6
2016-11-05 | 1:00 | 10.6 | 77 | 2.6
2016-11-05 01:00 | 2:00 | 10.6 | 77 | 2.1
2016-11-05 02:00 | 3:00 | 10 | 80 | 3.6
2016-11-05 03:00 | 4:00 | 8.9 | 83 | 3.6
2016-11-05 04:00 | 5:00 | 8.9 | 83 | 2.1
2016-11-05 05:00 | 6:00 | 8.9 | 77 | 1
2016-11-05 06:00 | 7:00 | 8.3 | 76 | 3.1
2016-11-05 07:00 | 8:00 | 8.3 | 76 | 1
2016-11-05 08:00 | 9:00 | 10.6 | 65 | 1.5
2016-11-05 09:00 | 10:00 | 11.7 | 61 | 3.1
2016-11-05 10:00 | 11:00 | 11.7 | 61 | 3.1
2016-11-05 11:00 | 12:00 | 13.3 | 49 | 4.1
2016-11-05 12:00 | 13:00 | 13.3 | 47 | 5.2
2016-11-05 13:00 | 14:00 | 13.3 | 47 | 3.6
2016-11-05 14:00 | 15:00 | 12.8 | 38 | 4.6
2016-11-05 15:00 | 16:00 | 12.2 | 37 | 3.6
2016-11-05 16:00 | 17:00 | 12.2 | 37 | 3.6
2016-11-05 17:00 | 18:00 | 10.6 | 38 | 3.1
2016-11-05 18:00 | 19:00 | 9.4 | 39 | 3.6
2016-11-05 19:00 | 20:00 | 9.4 | 39 | 1.5
2016-11-05 20:00 | 21:00 | 7.2 | 48 | 2.6
2016-11-05 21:00 | 22:00 | 6.1 | 51 | 2.1
2016-11-05 22:00 | 23:00 | 6.1 | 51 | 1
2016-11-05 23:00 | 24:00 | 4.4 | 58 | 2.1
2016-11-06 | 1:00 | 3.3 | 66 | 2.6
2016-11-06 01:00 | 2:00 | 3.3 | 66 | 3.1
2016-11-06 02:00 | 3:00 | 2.8 | 68 | 2.6
2016-11-06 03:00 | 4:00 | 2.2 | 71 | 2.1
2016-11-06 04:00 | 5:00 | 2.2 | 71 | 0.5
2016-11-06 05:00 | 6:00 | 3.3 | 72 | 3.6
2016-11-06 06:00 | 7:00 | 3.9 | 69 | 1
2016-11-06 07:00 | 8:00 | 3.9 | 69 | 2.1
2016-11-06 08:00 | 9:00 | 6.1 | 65 | 1.5
2016-11-06 09:00 | 10:00 | 7.2 | 65 | 3.6
2016-11-06 10:00 | 11:00 | 7.2 | 65 | 4.1
2016-11-06 11:00 | 12:00 | 10.6 | 58 | 3.1
2016-11-06 12:00 | 13:00 | 12.2 | 57 | 4.1
2016-11-06 13:00 | 14:00 | 12.2 | 57 | 3.6
2016-11-06 14:00 | 15:00 | 13.3 | 53 | 1
2016-11-06 15:00 | 16:00 | 12.2 | 54 | 3.6
2016-11-06 16:00 | 17:00 | 12.2 | 54 | 4.1
2016-11-06 17:00 | 18:00 | 11.7 | 59 | 3.1
2016-11-06 18:00 | 19:00 | 10.6 | 65 | 4.1
2016-11-06 19:00 | 20:00 | 10.6 | 65 | 5.2
2016-11-06 20:00 | 21:00 | 11.1 | 66 | 3.6
2016-11-06 21:00 | 22:00 | 10.6 | 68 | 4.1
2016-11-06 22:00 | 23:00 | 10.6 | 68 | 4.6
2016-11-06 23:00 | 24:00 | 11.1 | 66 | 4.1
2016-11-07 | 1:00 | 11.1 | 66 | 4.6
2016-11-07 01:00 | 2:00 | 11.1 | 66 | 5.2
2016-11-07 02:00 | 3:00 | 9.4 | 77 | 4.6
2016-11-07 03:00 | 4:00 | 8.9 | 86 | 5.7
2016-11-07 04:00 | 5:00 | 8.9 | 86 | 4.6
2016-11-07 05:00 | 6:00 | 8.3 | 90 | 4.1
2016-11-07 06:00 | 7:00 | 7.8 | 89 | 2.1
2016-11-07 07:00 | 8:00 | 7.8 | 89 | 3.6
2016-11-07 08:00 | 9:00 | 7.8 | 89 | 3.6
2016-11-07 09:00 | 10:00 | 8.3 | 76 | 3.1
2016-11-07 10:00 | 11:00 | 8.3 | 76 | 4.1
2016-11-07 11:00 | 12:00 | 7.8 | 73 | 5.2
2016-11-07 12:00 | 13:00 | 7.8 | 79 | 5.2
2016-11-07 13:00 | 14:00 | 7.8 | 79 | 4.6
2016-11-07 14:00 | 15:00 | 8.3 | 68 | 5.7
2016-11-07 15:00 | 16:00 | 8.3 | 71 | 4.6
2016-11-07 16:00 | 17:00 | 8.3 | 71 | 4.1
2016-11-07 17:00 | 18:00 | 8.3 | 60 | 4.1
2016-11-07 18:00 | 19:00 | 8.3 | 58 | 4.6
2016-11-07 19:00 | 20:00 | 8.3 | 58 | 4.1
2016-11-07 20:00 | 21:00 | 7.2 | 57 | 3.1
2016-11-07 21:00 | 22:00 | 7.2 | 55 | 4.6
2016-11-07 22:00 | 23:00 | 7.2 | 55 | 6.2
2016-11-07 23:00 | 24:00 | 6.1 | 62 | 4.1
2016-11-08 | 1:00 | 5.6 | 61 | 5.7
2016-11-08 01:00 | 2:00 | 5.6 | 61 | 5.7
2016-11-08 02:00 | 3:00 | 3.9 | 63 | 6.2
2016-11-08 03:00 | 4:00 | 3.3 | 69 | 4.6
2016-11-08 04:00 | 5:00 | 3.3 | 69 | 4.6
2016-11-08 05:00 | 6:00 | 2.8 | 68 | 4.1
2016-11-08 06:00 | 7:00 | 2.2 | 74 | 4.6
2016-11-08 07:00 | 8:00 | 2.2 | 74 | 4.6
2016-11-08 08:00 | 9:00 | 5 | 70 | 5.7
2016-11-08 09:00 | 10:00 | 6.1 | 68 | 4.6
2016-11-08 10:00 | 11:00 | 6.1 | 68 | 4.6
2016-11-08 11:00 | 12:00 | 8 | 61 | 4.1
2016-11-08 12:00 | 13:00 | 7.8 | 63 | 4.1
2016-11-08 13:00 | 14:00 | 7.8 | 63 | 5.7
2016-11-08 14:00 | 15:00 | 7.8 | 65 | 6.2
2016-11-08 15:00 | 16:00 | 6.7 | 70 | 4.6
2016-11-08 16:00 | 17:00 | 6.7 | 70 | 2.6
2016-11-08 17:00 | 18:00 | 6.1 | 73 | 3.6
2016-11-08 18:00 | 19:00 | 6.1 | 76 | 3.1
2016-11-08 19:00 | 20:00 | 6.1 | 76 | 4.1
2016-11-08 20:00 | 21:00 | 5 | 79 | 4.1
2016-11-08 21:00 | 22:00 | 5 | 79 | 2.6
2016-11-08 22:00 | 23:00 | 5 | 79 | 3.6
2016-11-08 23:00 | 24:00 | 4.4 | 79 | 2.1
2016-11-09 | 1:00 | 3.9 | 76 | 2.1
2016-11-09 01:00 | 2:00 | 3.9 | 76 | 2.1
2016-11-09 02:00 | 3:00 | 3.9 | 69 | 2.6
2016-11-09 03:00 | 4:00 | 4.4 | 63 | 4.1
2016-11-09 04:00 | 5:00 | 4.4 | 63 | 3.1
2016-11-09 05:00 | 6:00 | 3.3 | 72 | 3.6
2016-11-09 06:00 | 7:00 | 4.4 | 67 | 3.6
2016-11-09 07:00 | 8:00 | 4.4 | 67 | 5.2
2016-11-09 08:00 | 9:00 | 9.4 | 54 | 6.2
2016-11-09 09:00 | 10:00 | 12.8 | 45 | 5.7
2016-11-09 10:00 | 11:00 | 12.8 | 45 | 5.7
2016-11-09 11:00 | 12:00 | 12.2 | 59 | 5.2
2016-11-09 12:00 | 13:00 | 14.4 | 47 | 5.2
2016-11-09 13:00 | 14:00 | 14.4 | 47 | 6.2
2016-11-09 14:00 | 15:00 | 12.8 | 64 | 7.2
2016-11-09 15:00 | 16:00 | 11.7 | 71 | 5.2
2016-11-09 16:00 | 17:00 | 11.7 | 71 | 6.7
2016-11-09 17:00 | 18:00 | 11.1 | 63 | 2.6
2016-11-09 18:00 | 19:00 | 10 | 77 | 4.6
2016-11-09 19:00 | 20:00 | 10 | 77 | 5.2
2016-11-09 20:00 | 21:00 | 8.9 | 77 | 4.6
2016-11-09 21:00 | 22:00 | 7.8 | 79 | 3.6
2016-11-09 22:00 | 23:00 | 7.8 | 79 | 2.6
2016-11-09 23:00 | 24:00 | 8.3 | 80 | 1.5
2016-11-10 | 1:00 | 6.7 | 85 | 3.1
2016-11-10 01:00 | 2:00 | 6.7 | 85 | 2.1
2016-11-10 02:00 | 3:00 | 8.9 | 63 | 3.6
2016-11-10 03:00 | 4:00 | 7.8 | 73 | 3.6
2016-11-10 04:00 | 5:00 | 7.8 | 73 | 3.6
2016-11-10 05:00 | 6:00 | 9.4 | 61 | 2.6
2016-11-10 06:00 | 7:00 | 10 | 56 | 1.5
2016-11-10 07:00 | 8:00 | 10 | 56 | 2.6
2016-11-10 08:00 | 9:00 | 12.8 | 51 | 3.6
2016-11-10 09:00 | 10:00 | 15 | 45 | 4.1
2016-11-10 10:00 | 11:00 | 15 | 45 | 5.2
2016-11-10 11:00 | 12:00 | 16.1 | 48 | 4.1
2016-11-10 12:00 | 13:00 | 16.1 | 51 | 5.2
2016-11-10 13:00 | 14:00 | 16.1 | 51 | 5.2
2016-11-10 14:00 | 15:00 | 15 | 60 | 6.2
2016-11-10 15:00 | 16:00 | 14.4 | 65 | 5.2
2016-11-10 16:00 | 17:00 | 13.9 | 69 | 4.6
2016-11-10 17:00 | 18:00 | 12.8 | 74 | 5.2
2016-11-10 18:00 | 19:00 | 12.8 | 72 | 4.1
2016-11-10 19:00 | 20:00 | 12.8 | 72 | 3.6
2016-11-10 20:00 | 21:00 | 10.6 | 65 | 3.6
2016-11-10 21:00 | 22:00 | 9.4 | 71 | 3.6
2016-11-10 22:00 | 23:00 | 9.4 | 71 | 3.6
2016-11-10 23:00 | 24:00 | 8 | 71 | 4.1
2016-11-11 | 1:00 | 7.2 | 65 | 4.1
2016-11-11 01:00 | 2:00 | 7.2 | 65 | 3.6
2016-11-11 02:00 | 3:00 | 6.7 | 59 | 2.1
2016-11-11 03:00 | 4:00 | 5 | 67 | 2.1
2016-11-11 04:00 | 5:00 | 5 | 67 | 1.5
2016-11-11 05:00 | 6:00 | 3.9 | 66 | 1.5
2016-11-11 06:00 | 7:00 | 3.9 | 66 | 1.5
2016-11-11 07:00 | 8:00 | 3.9 | 66 | 1.5
2016-11-11 08:00 | 9:00 | 6.1 | 56 | 1.5
2016-11-11 09:00 | 10:00 | 7.2 | 52 | 2.1
2016-11-11 10:00 | 11:00 | 7.2 | 52 | 1.5
2016-11-11 11:00 | 12:00 | 9.4 | 36 | 2.6
2016-11-11 12:00 | 13:00 | 10 | 34 | 2.6
2016-11-11 13:00 | 14:00 | 10 | 34 | 2.6
2016-11-11 14:00 | 15:00 | 11.1 | 32 | 2.1
2016-11-11 15:00 | 16:00 | 11.1 | 33 | 2.1
2016-11-11 16:00 | 17:00 | 11.1 | 33 | 1.5
2016-11-11 17:00 | 18:00 | 10 | 39 | 2.6
2016-11-11 18:00 | 19:00 | 10 | 38 | 0.5
2016-11-11 19:00 | 20:00 | 10 | 38 | 3.1
2016-11-11 20:00 | 21:00 | 9.4 | 39 | 3.6
2016-11-11 21:00 | 22:00 | 8.9 | 42 | 4.1
2016-11-11 22:00 | 23:00 | 8.9 | 42 | 4.1
2016-11-11 23:00 | 24:00 | 8.3 | 56 | 4.6
2016-11-12 | 1:00 | 10 | 52 | 4.1
2016-11-12 01:00 | 2:00 | 10 | 52 | 5.7
2016-11-12 02:00 | 3:00 | 8.3 | 63 | 5.7
2016-11-12 03:00 | 4:00 | 8.9 | 58 | 6.7
2016-11-12 04:00 | 5:00 | 8.9 | 58 | 6.2
2016-11-12 05:00 | 6:00 | 8.3 | 60 | 6.7
2016-11-12 06:00 | 7:00 | 8.9 | 58 | 6.7
2016-11-12 07:00 | 8:00 | 8.9 | 58 | 5.2
2016-11-12 08:00 | 9:00 | 12.8 | 51 | 5.2
2016-11-12 09:00 | 10:00 | 15 | 49 | 7.2
2016-11-12 10:00 | 11:00 | 15 | 49 | 7.2
2016-11-12 11:00 | 12:00 | 15 | 37 | 6.7
2016-11-12 12:00 | 13:00 | 13.3 | 43 | 7.7
2016-11-12 13:00 | 14:00 | 13.3 | 43 | 8.2
2016-11-12 14:00 | 15:00 | 10.6 | 33 | 7.2
2016-11-12 15:00 | 16:00 | 8.9 | 32 | 6.7
2016-11-12 16:00 | 17:00 | 8.9 | 32 | 5.7
2016-11-12 17:00 | 18:00 | 6.7 | 35 | 5.2
2016-11-12 18:00 | 19:00 | 6.1 | 37 | 5.2
2016-11-12 19:00 | 20:00 | 6.1 | 37 | 5.2
2016-11-12 20:00 | 21:00 | 5 | 44 | 5.2
2016-11-12 21:00 | 22:00 | 4.4 | 44 | 3.6
2016-11-12 22:00 | 23:00 | 4.4 | 44 | 3.1
2016-11-12 23:00 | 24:00 | 3.9 | 35 | 4.1
2016-11-13 | 1:00 | 2.8 | 38 | 4.6
2016-11-13 01:00 | 2:00 | 2.8 | 38 | 4.1
2016-11-13 02:00 | 3:00 | 2.2 | 40 | 4.1
2016-11-13 03:00 | 4:00 | 2.2 | 42 | 3.6
2016-11-13 04:00 | 5:00 | 2.2 | 42 | 4.1
2016-11-13 05:00 | 6:00 | 1.7 | 44 | 4.1
2016-11-13 06:00 | 7:00 | 1.7 | 46 | 3.6
2016-11-13 07:00 | 8:00 | 1.7 | 46 | 4.1
2016-11-13 08:00 | 9:00 | 3.3 | 45 | 3.6
2016-11-13 09:00 | 10:00 | 5 | 42 | 4.1
2016-11-13 10:00 | 11:00 | 5 | 42 | 4.6
2016-11-13 11:00 | 12:00 | 6.7 | 37 | 4.1
2016-11-13 12:00 | 13:00 | 7.8 | 35 | 4.1
2016-11-13 13:00 | 14:00 | 7.8 | 35 | 4.1
2016-11-13 14:00 | 15:00 | 8.3 | 32 | 4.6
2016-11-13 15:00 | 16:00 | 8.3 | 32 | 4.1
2016-11-13 16:00 | 17:00 | 8.3 | 32 | 5.7
2016-11-13 17:00 | 18:00 | 7.2 | 38 | 5.7
2016-11-13 18:00 | 19:00 | 6.1 | 41 | 6.2
2016-11-13 19:00 | 20:00 | 6.1 | 41 | 6.7
2016-11-13 20:00 | 21:00 | 6.1 | 45 | 3.6
2016-11-13 21:00 | 22:00 | 5.6 | 46 | 4.6
2016-11-13 22:00 | 23:00 | 5.6 | 46 | 5.7
2016-11-13 23:00 | 24:00 | 5 | 51 | 4.1
2016-11-14 | 1:00 | 5.6 | 49 | 6.2
2016-11-14 01:00 | 2:00 | 5.6 | 49 | 4.1
2016-11-14 02:00 | 3:00 | 7.2 | 42 | 5.2
2016-11-14 03:00 | 4:00 | 7.2 | 42 | 4.1
2016-11-14 04:00 | 5:00 | 7.2 | 42 | 4.6
2016-11-14 05:00 | 6:00 | 7.8 | 38 | 5.2
2016-11-14 06:00 | 7:00 | 7.8 | 42 | 6.2
2016-11-14 07:00 | 8:00 | 7.8 | 42 | 5.7
2016-11-14 08:00 | 9:00 | 9.4 | 45 | 7.2
2016-11-14 09:00 | 10:00 | 11.7 | 44 | 10.3
2016-11-14 10:00 | 11:00 | 11.7 | 44 | 9.8
2016-11-14 11:00 | 12:00 | 12.8 | 41 | 10.8
2016-11-14 12:00 | 13:00 | 14.4 | 37 | 10.3
2016-11-14 13:00 | 14:00 | 14.4 | 37 | 10.3
2016-11-14 14:00 | 15:00 | 15.6 | 31 | 9.3
2016-11-14 15:00 | 16:00 | 15 | 33 | 8.2
2016-11-14 16:00 | 17:00 | 15 | 33 | 7.2
2016-11-14 17:00 | 18:00 | 12.2 | 43 | 6.7
2016-11-14 18:00 | 19:00 | 13.3 | 37 | 5.7
2016-11-14 19:00 | 20:00 | 13.3 | 37 | 6.2
2016-11-14 20:00 | 21:00 | 11.1 | 40 | 7.2
2016-11-14 21:00 | 22:00 | 11.1 | 35 | 7.7
2016-11-14 22:00 | 23:00 | 11.1 | 35 | 7.2
2016-11-14 23:00 | 24:00 | 7.8 | 48 | 6.2
2016-11-15 | 1:00 | 6.7 | 47 | 5.2
2016-11-15 01:00 | 2:00 | 6.7 | 47 | 4.6
2016-11-15 02:00 | 3:00 | 6.7 | 45 | 5.7
2016-11-15 03:00 | 4:00 | 5.6 | 49 | 6.7
2016-11-15 04:00 | 5:00 | 5.6 | 49 | 6.7
2016-11-15 05:00 | 6:00 | 5.6 | 46 | 7.2
2016-11-15 06:00 | 7:00 | 4.4 | 53 | 6.7
2016-11-15 07:00 | 8:00 | 4.4 | 53 | 6.2
2016-11-15 08:00 | 9:00 | 12.2 | 24 | 4.1
2016-11-15 09:00 | 10:00 | 13.3 | 23 | 6.2
2016-11-15 10:00 | 11:00 | 13.3 | 23 | 6.7
2016-11-15 11:00 | 12:00 | 16.1 | 20 | 3.6
2016-11-15 12:00 | 13:00 | 17.8 | 17 | 5.7
2016-11-15 13:00 | 14:00 | 17.8 | 17 | 6.2
2016-11-15 14:00 | 15:00 | 18.3 | 13 | 4.6
2016-11-15 15:00 | 16:00 | 16.7 | 16 | 5.2
2016-11-15 16:00 | 17:00 | 16.7 | 14 | 5.2
2016-11-15 17:00 | 18:00 | 16.7 | 14 | 4.6
2016-11-15 18:00 | 19:00 | 13.3 | 24 | 4.6
2016-11-15 19:00 | 20:00 | 13.3 | 24 | 3.1
2016-11-15 20:00 | 21:00 | 13.3 | 26 | 4.1
2016-11-15 21:00 | 22:00 | 10 | 43 | 2.6
2016-11-15 22:00 | 23:00 | 10 | 43 | 1.5
2016-11-15 23:00 | 24:00 | 10 | 43 | 2.1
2016-11-16 | 1:00 | 11.1 | 35 | 1.5
2016-11-16 01:00 | 2:00 | 11.1 | 35 | 1.5
2016-11-16 02:00 | 3:00 | 10 | 41 | 1.5
2016-11-16 03:00 | 4:00 | 8.9 | 61 | 3.6
2016-11-16 04:00 | 5:00 | 8.9 | 61 | 3.1
2016-11-16 05:00 | 6:00 | 8.3 | 71 | 2.6
2016-11-16 06:00 | 7:00 | 9.4 | 54 | 3.6
2016-11-16 07:00 | 8:00 | 9.4 | 54 | 3.6
2016-11-16 08:00 | 9:00 | 10 | 50 | 3.1
2016-11-16 09:00 | 10:00 | 10.6 | 58 | 2.6
2016-11-16 10:00 | 11:00 | 10.6 | 58 | 3.1
2016-11-16 11:00 | 12:00 | 11.1 | 86 | 3.1
2016-11-16 12:00 | 13:00 | 11.7 | 83 | 1.5
2016-11-16 13:00 | 14:00 | 11.7 | 83 | 2.1
2016-11-16 14:00 | 15:00 | 10.6 | 92 | 3.6
2016-11-16 15:00 | 16:00 | 10.6 | 92 | 3.6
2016-11-16 16:00 | 17:00 | 10.6 | 96 | 3.6
2016-11-16 17:00 | 18:00 | 11.7 | 100 | 4.6
2016-11-16 18:00 | 19:00 | 11.7 | 100 | 3.6
2016-11-16 19:00 | 20:00 | 12.2 | 100 | 3.6
2016-11-16 20:00 | 21:00 | 12.2 | 100 | 3.6
2016-11-16 21:00 | 22:00 | 12.2 | 100 | 3.1
2016-11-16 22:00 | 23:00 | 12.2 | 100 | 3.1
2016-11-16 23:00 | 24:00 | 12.2 | 100 | 3.1
2016-11-17 | 1:00 | 12.2 | 100 | 2.6
2016-11-17 01:00 | 2:00 | 12.2 | 100 | 2.6
2016-11-17 02:00 | 3:00 | 11.7 | 100 | 3.1
2016-11-17 03:00 | 4:00 | 11.7 | 100 | 2.6
2016-11-17 04:00 | 5:00 | 11.7 | 100 | 2.1
2016-11-17 05:00 | 6:00 | 11.1 | 100 | 2.1
2016-11-17 06:00 | 7:00 | 11.1 | 93 | 1
2016-11-17 07:00 | 8:00 | 11.1 | 93 | 2.6
2016-11-17 08:00 | 9:00 | 10.6 | 100 | 6.2
2016-11-17 09:00 | 10:00 | 10.6 | 92 | 7.7
2016-11-17 10:00 | 11:00 | 10.6 | 92 | 6.7
2016-11-17 11:00 | 12:00 | 11 | 100 | 6.2
2016-11-17 12:00 | 13:00 | 11.7 | 93 | 6.7
2016-11-17 13:00 | 14:00 | 11.7 | 93 | 7.7
2016-11-17 14:00 | 15:00 | 12.2 | 90 | 7.2
2016-11-17 15:00 | 16:00 | 12.2 | 86 | 6.7
2016-11-17 16:00 | 17:00 | 12.2 | 86 | 6.2
2016-11-17 17:00 | 18:00 | 11 | 82 | 6.7
2016-11-17 18:00 | 19:00 | 11.1 | 80 | 6.7
2016-11-17 19:00 | 20:00 | 11.1 | 80 | 7.7
2016-11-17 20:00 | 21:00 | 10.6 | 89 | 7.2
2016-11-17 21:00 | 22:00 | 11.1 | 83 | 6.7
2016-11-17 22:00 | 23:00 | 11 | 76 | 5.7
2016-11-17 23:00 | 24:00 | 10.6 | 86 | 9.8
2016-11-18 | 1:00 | 10 | 86 | 8.2
2016-11-18 01:00 | 2:00 | 10 | 86 | 7.2
2016-11-18 02:00 | 3:00 | 8.3 | 90 | 10.3
2016-11-18 03:00 | 4:00 | 8.9 | 80 | 11.3
2016-11-18 04:00 | 5:00 | 8.3 | 83 | 11.3
2016-11-18 05:00 | 6:00 | 8.9 | 83 | 9.8
2016-11-18 06:00 | 7:00 | 9 | 81 | 9.3
2016-11-18 07:00 | 8:00 | 8.9 | 83 | 10.3
2016-11-18 08:00 | 9:00 | 10 | 80 | 9.3
2016-11-18 09:00 | 10:00 | 10.6 | 77 | 11.3
2016-11-18 10:00 | 11:00 | 10.6 | 77 | 8.2
2016-11-18 11:00 | 12:00 | 13.3 | 60 | 8.2
2016-11-18 12:00 | 13:00 | 13.3 | 60 | 9.3
2016-11-18 13:00 | 14:00 | 13.3 | 60 | 8.8
2016-11-18 14:00 | 15:00 | 13.3 | 57 | 10.8
2016-11-18 15:00 | 16:00 | 12.8 | 59 | 7.7
2016-11-18 16:00 | 17:00 | 12.8 | 59 | 6.7
2016-11-18 17:00 | 18:00 | 10.6 | 68 | 6.7
2016-11-18 18:00 | 19:00 | 9.4 | 74 | 6.2
2016-11-18 19:00 | 20:00 | 9.4 | 74 | 6.7
2016-11-18 20:00 | 21:00 | 8.3 | 83 | 5.7
2016-11-18 21:00 | 22:00 | 7.8 | 86 | 4.1
2016-11-18 22:00 | 23:00 | 7.8 | 86 | 5.2
2016-11-18 23:00 | 24:00 | 7.2 | 86 | 5.7
2016-11-19 | 1:00 | 6.7 | 85 | 3.6
2016-11-19 01:00 | 2:00 | 6.7 | 85 | 3.6
2016-11-19 02:00 | 3:00 | 6.1 | 89 | 4.1
2016-11-19 03:00 | 4:00 | 6.1 | 89 | 3.6
2016-11-19 04:00 | 5:00 | 6.1 | 89 | 4.6
2016-11-19 05:00 | 6:00 | 6.1 | 86 | 2.6
2016-11-19 06:00 | 7:00 | 6.1 | 89 | 3.6
2016-11-19 07:00 | 8:00 | 6.1 | 89 | 3.6
2016-11-19 08:00 | 9:00 | 9.4 | 71 | 3.6
2016-11-19 09:00 | 10:00 | 11.7 | 59 | 5.2
2016-11-19 10:00 | 11:00 | 11.7 | 59 | 6.2
2016-11-19 11:00 | 12:00 | 14.4 | 51 | 6.7
2016-11-19 12:00 | 13:00 | 15.6 | 49 | 7.7
2016-11-19 13:00 | 14:00 | 15.6 | 49 | 8.2
2016-11-19 14:00 | 15:00 | 17.2 | 44 | 6.7
2016-11-19 15:00 | 16:00 | 16.1 | 46 | 6.2
2016-11-19 16:00 | 17:00 | 16.1 | 46 | 5.7
2016-11-19 17:00 | 18:00 | 11.7 | 68 | 4.6
2016-11-19 18:00 | 19:00 | 11.7 | 74 | 4.1
2016-11-19 19:00 | 20:00 | 11.7 | 74 | 4.6
2016-11-19 20:00 | 21:00 | 10 | 80 | 5.2
2016-11-19 21:00 | 22:00 | 10 | 83 | 6.2
2016-11-19 22:00 | 23:00 | 10 | 83 | 5.7
2016-11-19 23:00 | 24:00 | 10 | 80 | 5.2
2016-11-20 | 1:00 | 8.9 | 83 | 5.2
2016-11-20 01:00 | 2:00 | 8.9 | 83 | 5.7
2016-11-20 02:00 | 3:00 | 7.8 | 89 | 5.2
2016-11-20 03:00 | 4:00 | 7.2 | 86 | 4.6
2016-11-20 04:00 | 5:00 | 7.2 | 86 | 4.1
2016-11-20 05:00 | 6:00 | 6.7 | 89 | 2.1
2016-11-20 06:00 | 7:00 | 6.7 | 85 | 4.1
2016-11-20 07:00 | 8:00 | 6.7 | 85 | 4.1
2016-11-20 08:00 | 9:00 | 9 | 81 | 6.2
2016-11-20 09:00 | 10:00 | 9 | 87 | 5.7
2016-11-20 10:00 | 11:00 | 9.4 | 90 | 5.2
2016-11-20 11:00 | 12:00 | 10 | 89 | 4.6
2016-11-20 12:00 | 13:00 | 10 | 93 | 3.6
2016-11-20 13:00 | 14:00 | 10 | 93 | 2.6
2016-11-20 14:00 | 15:00 | 9.4 | 93 | 4.1
2016-11-20 15:00 | 16:00 | 9.4 | 90 | 4.1
2016-11-20 16:00 | 17:00 | 8.9 | 93 | 4.6
2016-11-20 17:00 | 18:00 | 8.3 | 100 | 5.2
2016-11-20 18:00 | 19:00 | 8.3 | 100 | 4.1
2016-11-20 19:00 | 20:00 | 8.3 | 100 | 2.1
2016-11-20 20:00 | 21:00 | 8.3 | 100 | 2.6
2016-11-20 21:00 | 22:00 | 7.8 | 100 | 2.6
2016-11-20 22:00 | 23:00 | 7.8 | 100 | 2.6
2016-11-20 23:00 | 24:00 | 7.8 | 100 | 5.2
2016-11-21 | 1:00 | 7.8 | 100 | 4.6
2016-11-21 01:00 | 2:00 | 7.8 | 100 | 4.1
2016-11-21 02:00 | 3:00 | 7.2 | 100 | 4.6
2016-11-21 03:00 | 4:00 | 7.2 | 100 | 5.7
2016-11-21 04:00 | 5:00 | 7.2 | 100 | 4.6
2016-11-21 05:00 | 6:00 | 8.3 | 100 | 4.6
2016-11-21 06:00 | 7:00 | 9 | 100 | 5.2
2016-11-21 07:00 | 8:00 | 8.9 | 100 | 6.2
2016-11-21 08:00 | 9:00 | 6.7 | 93 | 5.2
2016-11-21 09:00 | 10:00 | 5 | 86 | 6.2
2016-11-21 10:00 | 11:00 | 5 | 86 | 5.2
2016-11-21 11:00 | 12:00 | 6.1 | 68 | 5.2
2016-11-21 12:00 | 13:00 | 6.1 | 65 | 4.6
2016-11-21 13:00 | 14:00 | 6.1 | 62 | 4.1
2016-11-21 14:00 | 15:00 | 6.1 | 62 | 6.2
2016-11-21 15:00 | 16:00 | 5.6 | 61 | 5.7
2016-11-21 16:00 | 17:00 | 5.6 | 61 | 6.2
2016-11-21 17:00 | 18:00 | 4.4 | 70 | 5.7
2016-11-21 18:00 | 19:00 | 3.3 | 63 | 5.2
2016-11-21 19:00 | 20:00 | 3.3 | 63 | 6.2
2016-11-21 20:00 | 21:00 | 2.2 | 65 | 7.7
2016-11-21 21:00 | 22:00 | 1.1 | 67 | 5.2
2016-11-21 22:00 | 23:00 | 1.1 | 67 | 7.2
2016-11-21 23:00 | 24:00 | 0 | 79 | 6.2
2016-11-22 | 1:00 | -0.6 | 83 | 6.7
2016-11-22 01:00 | 2:00 | -0.6 | 88 | 6.2
2016-11-22 02:00 | 3:00 | 0 | 76 | 7.7
2016-11-22 03:00 | 4:00 | 0 | 69 | 7.2
2016-11-22 04:00 | 5:00 | 0 | 69 | 7.2
2016-11-22 05:00 | 6:00 | -0.6 | 83 | 7.7
2016-11-22 06:00 | 7:00 | 0 | 72 | 6.7
2016-11-22 07:00 | 8:00 | 0 | 66 | 6.7
2016-11-22 08:00 | 9:00 | 1.1 | 52 | 6.7
2016-11-22 09:00 | 10:00 | 1.7 | 53 | 7.7
2016-11-22 10:00 | 11:00 | 1.7 | 53 | 6.7
2016-11-22 11:00 | 12:00 | 3.3 | 45 | 7.2
2016-11-22 12:00 | 13:00 | 3.3 | 39 | 6.7
2016-11-22 13:00 | 14:00 | 3.3 | 39 | 6.2
2016-11-22 14:00 | 15:00 | 2.8 | 40 | 6.7
2016-11-22 15:00 | 16:00 | 1.7 | 46 | 6.2
2016-11-22 16:00 | 17:00 | 1.7 | 46 | 6.2
2016-11-22 17:00 | 18:00 | 1.1 | 50 | 6.2
2016-11-22 18:00 | 19:00 | 1.1 | 46 | 6.2
2016-11-22 19:00 | 20:00 | 1.1 | 46 | 6.2
2016-11-22 20:00 | 21:00 | 0.6 | 49 | 5.2
2016-11-22 21:00 | 22:00 | 0 | 49 | 5.2
2016-11-22 22:00 | 23:00 | 0 | 49 | 4.1
2016-11-22 23:00 | 24:00 | 0 | 49 | 5.2
2016-11-23 | 1:00 | 0.6 | 49 | 5.7
2016-11-23 01:00 | 2:00 | 0.6 | 49 | 5.2
2016-11-23 02:00 | 3:00 | 0.6 | 52 | 6.2
2016-11-23 03:00 | 4:00 | 0.6 | 52 | 5.2
2016-11-23 04:00 | 5:00 | 0.6 | 52 | 6.2
2016-11-23 05:00 | 6:00 | 0 | 54 | 4.6
2016-11-23 06:00 | 7:00 | 0 | 54 | 5.2
2016-11-23 07:00 | 8:00 | 0.6 | 52 | 5.2
2016-11-23 08:00 | 9:00 | 1.7 | 48 | 4.6
2016-11-23 09:00 | 10:00 | 3.3 | 45 | 4.1
2016-11-23 10:00 | 11:00 | 3.3 | 45 | 4.6
2016-11-23 11:00 | 12:00 | 5 | 42 | 2.6
2016-11-23 12:00 | 13:00 | 5.6 | 40 | 4.6
2016-11-23 13:00 | 14:00 | 5.6 | 40 | 4.1
2016-11-23 14:00 | 15:00 | 5.6 | 42 | 5.7
2016-11-23 15:00 | 16:00 | 5 | 42 | 5.2
2016-11-23 16:00 | 17:00 | 5 | 42 | 5.2
2016-11-23 17:00 | 18:00 | 3.3 | 49 | 4.6
2016-11-23 18:00 | 19:00 | 2.2 | 51 | 5.2
2016-11-23 19:00 | 20:00 | 2.2 | 48 | 5.2
2016-11-23 20:00 | 21:00 | 1.7 | 48 | 7.7
2016-11-23 21:00 | 22:00 | 1.1 | 50 | 8.8
2016-11-23 22:00 | 23:00 | 1.1 | 50 | 7.7
2016-11-23 23:00 | 24:00 | 1.1 | 52 | 7.2
2016-11-24 | 1:00 | 1.1 | 55 | 3.6
2016-11-24 01:00 | 2:00 | 1.1 | 55 | 2.1
2016-11-24 02:00 | 3:00 | 1.1 | 55 | 6.2
2016-11-24 03:00 | 4:00 | 1.1 | 52 | 5.7
2016-11-24 04:00 | 5:00 | 1.1 | 52 | 5.7
2016-11-24 05:00 | 6:00 | 0.6 | 54 | 3.1
2016-11-24 06:00 | 7:00 | 0.6 | 57 | 1
2016-11-24 07:00 | 8:00 | 0.6 | 57 | 2.6
2016-11-24 08:00 | 9:00 | 2.2 | 51 | 3.1
2016-11-24 09:00 | 10:00 | 2.8 | 49 | 4.1
2016-11-24 10:00 | 11:00 | 2.8 | 49 | 4.1
2016-11-24 11:00 | 12:00 | 5.6 | 42 | 4.6
2016-11-24 12:00 | 13:00 | 6.7 | 41 | 3.1
2016-11-24 13:00 | 14:00 | 6.7 | 41 | 6.2
2016-11-24 14:00 | 15:00 | 6.7 | 43 | 6.2
2016-11-24 15:00 | 16:00 | 6.1 | 45 | 5.2
2016-11-24 16:00 | 17:00 | 6.1 | 45 | 4.1
2016-11-24 17:00 | 18:00 | 3.9 | 52 | 5.2
2016-11-24 18:00 | 19:00 | 3.3 | 55 | 3.6
2016-11-24 19:00 | 20:00 | 3.3 | 55 | 5.2
2016-11-24 20:00 | 21:00 | 2.2 | 59 | 4.1
2016-11-24 21:00 | 22:00 | 1.7 | 61 | 5.2
2016-11-24 22:00 | 23:00 | 1.7 | 61 | 6.7
2016-11-24 23:00 | 24:00 | 0.6 | 69 | 5.2
2016-11-25 | 1:00 | 0.6 | 69 | 3.6
2016-11-25 01:00 | 2:00 | 0.6 | 69 | 5.2
2016-11-25 02:00 | 3:00 | 0.6 | 76 | 4.1
2016-11-25 03:00 | 4:00 | 1.1 | 77 | 3.6
2016-11-25 04:00 | 5:00 | 1.1 | 77 | 5.2
2016-11-25 05:00 | 6:00 | 1.7 | 74 | 6.2
2016-11-25 06:00 | 7:00 | 1.7 | 74 | 6.7
2016-11-25 07:00 | 8:00 | 1.7 | 74 | 6.7
2016-11-25 08:00 | 9:00 | 2.2 | 71 | 6.2
2016-11-25 09:00 | 10:00 | 2.8 | 71 | 7.7
2016-11-25 10:00 | 11:00 | 2.8 | 71 | 7.2
2016-11-25 11:00 | 12:00 | 4.4 | 70 | 7.2
2016-11-25 12:00 | 13:00 | 5.6 | 70 | 8.2
2016-11-25 13:00 | 14:00 | 5.6 | 70 | 7.7
2016-11-25 14:00 | 15:00 | 6.1 | 73 | 8.2
2016-11-25 15:00 | 16:00 | 6.1 | 76 | 8.8
2016-11-25 16:00 | 17:00 | 6.1 | 76 | 6.2
2016-11-25 17:00 | 18:00 | 6.7 | 85 | 6.7
2016-11-25 18:00 | 19:00 | 6 | 87 | 5.2
2016-11-25 19:00 | 20:00 | 6.1 | 86 | 7.2
2016-11-25 20:00 | 21:00 | 5 | 93 | 7.2
2016-11-25 21:00 | 22:00 | 4.4 | 97 | 6.2
2016-11-25 22:00 | 23:00 | 4.4 | 97 | 5.7
2016-11-25 23:00 | 24:00 | 4.4 | 97 | 8.8
2016-11-26 | 1:00 | 4.4 | 97 | 8.8
2016-11-26 01:00 | 2:00 | 4.4 | 97 | 6.7
2016-11-26 02:00 | 3:00 | 5 | 93 | 8.8
2016-11-26 03:00 | 4:00 | 4.4 | 97 | 9.8
2016-11-26 04:00 | 5:00 | 4.4 | 97 | 9.8
2016-11-26 05:00 | 6:00 | 4.4 | 97 | 6.7
2016-11-26 06:00 | 7:00 | 4.4 | 97 | 7.2
2016-11-26 07:00 | 8:00 | 4.4 | 97 | 8.2
2016-11-26 08:00 | 9:00 | 4.4 | 100 | 8.2
2016-11-26 09:00 | 10:00 | 5.6 | 96 | 8.2
2016-11-26 10:00 | 11:00 | 5.6 | 96 | 8.2
2016-11-26 11:00 | 12:00 | 7.2 | 97 | 8.8
2016-11-26 12:00 | 13:00 | 8.3 | 93 | 8.2
2016-11-26 13:00 | 14:00 | 8.3 | 93 | 7.7
2016-11-26 14:00 | 15:00 | 8.3 | 97 | 7.7
2016-11-26 15:00 | 16:00 | 8.3 | 100 | 5.7
2016-11-26 16:00 | 17:00 | 8.3 | 97 | 6.2
2016-11-26 17:00 | 18:00 | 8 | 93 | 8.8
2016-11-26 18:00 | 19:00 | 6.7 | 96 | 7.7
2016-11-26 19:00 | 20:00 | 6.7 | 96 | 7.2
2016-11-26 20:00 | 21:00 | 6.7 | 96 | 8.8
2016-11-26 21:00 | 22:00 | 6.7 | 96 | 6.7
2016-11-26 22:00 | 23:00 | 6.7 | 96 | 6.7
2016-11-26 23:00 | 24:00 | 6.1 | 100 | 6.2
2016-11-27 | 1:00 | 5.6 | 96 | 6.2
2016-11-27 01:00 | 2:00 | 5 | 100 | 4.6
2016-11-27 02:00 | 3:00 | 4.4 | 100 | 4.6
2016-11-27 03:00 | 4:00 | 4.4 | 100 | 4.1
2016-11-27 04:00 | 5:00 | 4.4 | 100 | 3.6
2016-11-27 05:00 | 6:00 | 3.9 | 100 | 3.6
2016-11-27 06:00 | 7:00 | 3.9 | 100 | 3.1
2016-11-27 07:00 | 8:00 | 3.9 | 100 | 2.6
2016-11-27 08:00 | 9:00 | 3.9 | 96 | 3.1
2016-11-27 09:00 | 10:00 | 4.4 | 93 | 4.1
2016-11-27 10:00 | 11:00 | 4.4 | 93 | 3.6
2016-11-27 11:00 | 12:00 | 5.6 | 96 | 3.1
2016-11-27 12:00 | 13:00 | 6.7 | 82 | 3.6
2016-11-27 13:00 | 14:00 | 7.8 | 82 | 3.1
2016-11-27 14:00 | 15:00 | 7.2 | 82 | 2.6
2016-11-27 15:00 | 16:00 | 7.2 | 82 | 7.2
2016-11-27 16:00 | 17:00 | 7.2 | 82 | 8.2
2016-11-27 17:00 | 18:00 | 6.7 | 89 | 9.3
2016-11-27 18:00 | 19:00 | 6.1 | 89 | 10.3
2016-11-27 19:00 | 20:00 | 6.1 | 89 | 12.4
2016-11-27 20:00 | 21:00 | 5.6 | 89 | 10.3
2016-11-27 21:00 | 22:00 | 5.6 | 89 | 10.8
2016-11-27 22:00 | 23:00 | 5.6 | 89 | 10.8
2016-11-27 23:00 | 24:00 | 4.4 | 89 | 7.7
2016-11-28 | 1:00 | 3.9 | 93 | 7.2
2016-11-28 01:00 | 2:00 | 3.9 | 93 | 7.2
2016-11-28 02:00 | 3:00 | 3.9 | 86 | 6.2
2016-11-28 03:00 | 4:00 | 3.3 | 79 | 6.2
2016-11-28 04:00 | 5:00 | 3.3 | 79 | 5.2
2016-11-28 05:00 | 6:00 | 2.8 | 75 | 5.2
2016-11-28 06:00 | 7:00 | 2.8 | 68 | 4.6
2016-11-28 07:00 | 8:00 | 2.8 | 68 | 4.1
2016-11-28 08:00 | 9:00 | 3.9 | 66 | 3.6
2016-11-28 09:00 | 10:00 | 3.9 | 63 | 4.1
2016-11-28 10:00 | 11:00 | 3.9 | 63 | 3.6
2016-11-28 11:00 | 12:00 | 6.7 | 52 | 4.1
2016-11-28 12:00 | 13:00 | 7.2 | 50 | 2.6
2016-11-28 13:00 | 14:00 | 7.2 | 50 | 3.1
2016-11-28 14:00 | 15:00 | 6.7 | 49 | 4.1
2016-11-28 15:00 | 16:00 | 6.1 | 51 | 7.2
2016-11-28 16:00 | 17:00 | 6.1 | 51 | 8.2
2016-11-28 17:00 | 18:00 | 5 | 53 | 7.7
2016-11-28 18:00 | 19:00 | 4.4 | 55 | 8.8
2016-11-28 19:00 | 20:00 | 4.4 | 55 | 10.3
2016-11-28 20:00 | 21:00 | 3.3 | 60 | 8.8
2016-11-28 21:00 | 22:00 | 2.8 | 65 | 8.8
2016-11-28 22:00 | 23:00 | 2.8 | 65 | 8.8
2016-11-28 23:00 | 24:00 | 2.2 | 65 | 6.7
2016-11-29 | 1:00 | 1.7 | 67 | 6.7
2016-11-29 01:00 | 2:00 | 1.7 | 67 | 3.6
2016-11-29 02:00 | 3:00 | 1.7 | 70 | 5.2
2016-11-29 03:00 | 4:00 | 1.7 | 70 | 4.6
2016-11-29 04:00 | 5:00 | 1.7 | 70 | 4.6
2016-11-29 05:00 | 6:00 | 1.1 | 70 | 3.6
2016-11-29 06:00 | 7:00 | 1.1 | 70 | 4.1
2016-11-29 07:00 | 8:00 | 1.1 | 70 | 3.6
2016-11-29 08:00 | 9:00 | 2.8 | 59 | 4.1
2016-11-29 09:00 | 10:00 | 3.9 | 55 | 3.1
2016-11-29 10:00 | 11:00 | 3.9 | 55 | 2.1
2016-11-29 11:00 | 12:00 | 6.1 | 47 | 3.1
2016-11-29 12:00 | 13:00 | 7.2 | 46 | 3.6
2016-11-29 13:00 | 14:00 | 7.2 | 46 | 3.1
2016-11-29 14:00 | 15:00 | 7.8 | 42 | 4.1
2016-11-29 15:00 | 16:00 | 7.2 | 42 | 4.6
2016-11-29 16:00 | 17:00 | 7.2 | 42 | 4.1
2016-11-29 17:00 | 18:00 | 6.7 | 43 | 5.2
2016-11-29 18:00 | 19:00 | 6.1 | 47 | 6.2
2016-11-29 19:00 | 20:00 | 6.1 | 47 | 7.7
2016-11-29 20:00 | 21:00 | 5.6 | 51 | 5.2
2016-11-29 21:00 | 22:00 | 3.9 | 57 | 4.1
2016-11-29 22:00 | 23:00 | 3.9 | 57 | 4.1
2016-11-29 23:00 | 24:00 | 3.3 | 63 | 3.1
2016-11-30 | 1:00 | 2.8 | 68 | 1
2016-11-30 01:00 | 2:00 | 2.8 | 68 | 2.6
2016-11-30 02:00 | 3:00 | 2.2 | 81 | 2.1
2016-11-30 03:00 | 4:00 | 2.2 | 85 | 3.1
2016-11-30 04:00 | 5:00 | 2.2 | 85 | 4.6
2016-11-30 05:00 | 6:00 | 3.3 | 82 | 2.6
2016-11-30 06:00 | 7:00 | 4.4 | 83 | 2.6
2016-11-30 07:00 | 8:00 | 4.4 | 83 | 4.6
2016-11-30 08:00 | 9:00 | 6.7 | 79 | 5.2
2016-11-30 09:00 | 10:00 | 7.2 | 76 | 6.2
2016-11-30 10:00 | 11:00 | 7.2 | 76 | 7.7
2016-11-30 11:00 | 12:00 | 6.7 | 93 | 7.7
2016-11-30 12:00 | 13:00 | 7.2 | 97 | 9.3
2016-11-30 13:00 | 14:00 | 7.2 | 97 | 7.7
2016-11-30 14:00 | 15:00 | 9.4 | 97 | 7.7
2016-11-30 15:00 | 16:00 | 10 | 96 | 8.2
2016-11-30 16:00 | 17:00 | 10 | 96 | 5.7
2016-11-30 17:00 | 18:00 | 11.1 | 100 | 4.6
2016-11-30 18:00 | 19:00 | 13.2 | 99 | 4.1
2016-11-30 19:00 | 20:00 | 13.6 | 99 | 5.2
2016-11-30 20:00 | 21:00 | 14.1 | 98 | 5.2
2016-11-30 21:00 | 22:00 | 9.6 | 85 | 5.6
2016-11-30 22:00 | 23:00 | 5.1 | 72 | 6.1
2016-11-30 23:00 | 24:00 | 0.5 | 57 | 6.5
2019-12-01 | 1:00 | -4.3 | 47 | 6.9
2019-12-01 01:00 | 2:00 | -4.6 | 49 | 7.3
2019-12-01 02:00 | 3:00 | -4.8 | 50 | 7.8
2019-12-01 03:00 | 4:00 | -5 | 52 | 8.2
2019-12-01 04:00 | 5:00 | -4.8 | 52 | 8.8
2019-12-01 05:00 | 6:00 | -4.3 | 51 | 6.7
2019-12-01 06:00 | 7:00 | -5 | 53 | 6.7
2019-12-01 07:00 | 8:00 | -4.4 | 50 | 6.2
2019-12-01 08:00 | 9:00 | -2.8 | 49 | 8.2
2019-12-01 09:00 | 10:00 | -1.7 | 49 | 6.7
2019-12-01 10:00 | 11:00 | -1.7 | 49 | 6.7
2019-12-01 11:00 | 12:00 | 0 | 54 | 10.3
2019-12-01 12:00 | 13:00 | 0.6 | 54 | 11.3
2019-12-01 13:00 | 14:00 | 0.6 | 54 | 8.2
2019-12-01 14:00 | 15:00 | 0.6 | 57 | 9.8
2019-12-01 15:00 | 16:00 | 0.6 | 57 | 11.3
2019-12-01 16:00 | 17:00 | 0.6 | 57 | 8.8
2019-12-01 17:00 | 18:00 | 1.1 | 77 | 6.2
2019-12-01 18:00 | 19:00 | 2.2 | 81 | 8.2
2019-12-01 19:00 | 20:00 | 2.2 | 85 | 8.8
2019-12-01 20:00 | 21:00 | 3.3 | 82 | 7.7
2019-12-01 21:00 | 22:00 | 3.3 | 82 | 7.7
2019-12-01 22:00 | 23:00 | 2.8 | 82 | 8.2
2019-12-01 23:00 | 24:00 | 3 | 87 | 6.2
2019-12-02 | 1:00 | 3 | 87 | 7.2
2019-12-02 01:00 | 2:00 | 3.9 | 82 | 6.7
2019-12-02 02:00 | 3:00 | 5 | 76 | 6.2
2019-12-02 03:00 | 4:00 | 5 | 79 | 6.7
2019-12-02 04:00 | 5:00 | 5 | 79 | 9.3
2019-12-02 05:00 | 6:00 | 5 | 81 | 7.7
2019-12-02 06:00 | 7:00 | 5 | 82 | 6.2
2019-12-02 07:00 | 8:00 | 5.6 | 79 | 5.2
2019-12-02 08:00 | 9:00 | 5.6 | 82 | 4.6
2019-12-02 09:00 | 10:00 | 3.9 | 82 | 11.3
2019-12-02 10:00 | 11:00 | 3.9 | 86 | 7.7
2019-12-02 11:00 | 12:00 | 3.3 | 85 | 5.2
2019-12-02 12:00 | 13:00 | 5 | 86 | 8.2
2019-12-02 13:00 | 14:00 | 5 | 86 | 8.2
2019-12-02 14:00 | 15:00 | 3.3 | 85 | 9.8
2019-12-02 15:00 | 16:00 | 2.2 | 85 | 8.8
2019-12-02 16:00 | 17:00 | 2.2 | 85 | 8.8
2019-12-02 17:00 | 18:00 | 1.1 | 88 | 8.2
2019-12-02 18:00 | 19:00 | 0 | 83 | 9.3
2019-12-02 19:00 | 20:00 | 0 | 83 | 11.8
2019-12-02 20:00 | 21:00 | -1.1 | 79 | 11.8
2019-12-02 21:00 | 22:00 | -1.7 | 83 | 9.3
2019-12-02 22:00 | 23:00 | -1.7 | 83 | 7.7
2019-12-02 23:00 | 24:00 | -1.1 | 79 | 7.7
2019-12-03 | 1:00 | -1.1 | 79 | 8.8
2019-12-03 01:00 | 2:00 | -1.1 | 79 | 9.3
2019-12-03 02:00 | 3:00 | -1.1 | 79 | 9.8
2019-12-03 03:00 | 4:00 | -1.1 | 76 | 8.8
2019-12-03 04:00 | 5:00 | -1.1 | 76 | 7.7
2019-12-03 05:00 | 6:00 | -1.1 | 79 | 7.2
2019-12-03 06:00 | 7:00 | -0.6 | 80 | 7.2
2019-12-03 07:00 | 8:00 | -0.6 | 80 | 5.7
2019-12-03 08:00 | 9:00 | 0 | 79 | 8.2
2019-12-03 09:00 | 10:00 | 0 | 78 | 8.2
2019-12-03 10:00 | 11:00 | 0 | 79 | 7.7
2019-12-03 11:00 | 12:00 | 0.6 | 80 | 7.7
2019-12-03 12:00 | 13:00 | 1 | 72 | 7.2
2019-12-03 13:00 | 14:00 | 1.1 | 73 | 7.2
2019-12-03 14:00 | 15:00 | 1.1 | 77 | 6.2
2019-12-03 15:00 | 16:00 | 0.6 | 76 | 6.2
2019-12-03 16:00 | 17:00 | 1.7 | 61 | 8.8
2019-12-03 17:00 | 18:00 | 1.7 | 50 | 9.3
2019-12-03 18:00 | 19:00 | 1.1 | 55 | 5.2
2019-12-03 19:00 | 20:00 | 1.1 | 55 | 6.7
2019-12-03 20:00 | 21:00 | 0.6 | 52 | 7.2
2019-12-03 21:00 | 22:00 | 0.6 | 52 | 7.2
2019-12-03 22:00 | 23:00 | 0.6 | 52 | 5.7
2019-12-03 23:00 | 24:00 | 0 | 52 | 6.2
2019-12-04 | 1:00 | 1.7 | 48 | 5.7
2019-12-04 01:00 | 2:00 | 1.7 | 48 | 5.2
2019-12-04 02:00 | 3:00 | 0 | 49 | 4.1
2019-12-04 03:00 | 4:00 | 0 | 52 | 4.6
2019-12-04 04:00 | 5:00 | 0 | 52 | 6.7
2019-12-04 05:00 | 6:00 | 0.6 | 45 | 5.7
2019-12-04 06:00 | 7:00 | -1.1 | 54 | 2.1
2019-12-04 07:00 | 8:00 | -1.1 | 54 | 3.1
2019-12-04 08:00 | 9:00 | 0 | 60 | 3.1
2019-12-04 09:00 | 10:00 | 1.1 | 58 | 3.6
2019-12-04 10:00 | 11:00 | 1.1 | 58 | 1.5
2019-12-04 11:00 | 12:00 | 2.8 | 62 | 0
2019-12-04 12:00 | 13:00 | 3.3 | 63 | 3.1
2019-12-04 13:00 | 14:00 | 3.3 | 63 | 4.6
2019-12-04 14:00 | 15:00 | 3.3 | 63 | 4.6
2019-12-04 15:00 | 16:00 | 3.3 | 66 | 4.6
2019-12-04 16:00 | 17:00 | 3.3 | 66 | 4.1
2019-12-04 17:00 | 18:00 | 3.3 | 66 | 4.6
2019-12-04 18:00 | 19:00 | 3.3 | 66 | 4.1
2019-12-04 19:00 | 20:00 | 3.3 | 66 | 5.2
2019-12-04 20:00 | 21:00 | 3.9 | 63 | 3.6
2019-12-04 21:00 | 22:00 | 3.9 | 63 | 4.1
2019-12-04 22:00 | 23:00 | 3.9 | 63 | 5.2
2019-12-04 23:00 | 24:00 | 3.3 | 66 | 4.1
2019-12-05 | 1:00 | 3.3 | 66 | 4.1
2019-12-05 01:00 | 2:00 | 3.3 | 66 | 3.1
2019-12-05 02:00 | 3:00 | 2.8 | 68 | 3.1
2019-12-05 03:00 | 4:00 | 2.8 | 68 | 3.6
2019-12-05 04:00 | 5:00 | 2.8 | 68 | 3.6
2019-12-05 05:00 | 6:00 | 2.8 | 68 | 4.6
2019-12-05 06:00 | 7:00 | 2.8 | 65 | 4.1
2019-12-05 07:00 | 8:00 | 2.8 | 65 | 4.1
2019-12-05 08:00 | 9:00 | 4.4 | 61 | 3.1
2019-12-05 09:00 | 10:00 | 5.6 | 58 | 3.1
2019-12-05 10:00 | 11:00 | 5.6 | 58 | 2.1
2019-12-05 11:00 | 12:00 | 6.7 | 49 | 1.5
2019-12-05 12:00 | 13:00 | 7.2 | 46 | 1.5
2019-12-05 13:00 | 14:00 | 7.2 | 46 | 4.1
2019-12-05 14:00 | 15:00 | 6.1 | 45 | 5.2
2019-12-05 15:00 | 16:00 | 6.1 | 45 | 5.2
2019-12-05 16:00 | 17:00 | 6.1 | 45 | 7.2
2019-12-05 17:00 | 18:00 | 4.4 | 40 | 10.3
2019-12-05 18:00 | 19:00 | 3.9 | 39 | 10.8
2019-12-05 19:00 | 20:00 | 3.9 | 39 | 9.3
2019-12-05 20:00 | 21:00 | 2.2 | 42 | 9.8
2019-12-05 21:00 | 22:00 | 1.7 | 46 | 12.4
2019-12-05 22:00 | 23:00 | 1.7 | 46 | 11.3
2019-12-05 23:00 | 24:00 | 0.6 | 41 | 10.8
2019-12-06 | 1:00 | 0 | 43 | 13.4
2019-12-06 01:00 | 2:00 | 0 | 43 | 12.4
2019-12-06 02:00 | 3:00 | 0 | 45 | 12.9
2019-12-06 03:00 | 4:00 | -0.6 | 47 | 12.4
2019-12-06 04:00 | 5:00 | -0.6 | 47 | 16.5
2019-12-06 05:00 | 6:00 | -0.6 | 47 | 14.9
2019-12-06 06:00 | 7:00 | -1.1 | 51 | 14.4
2019-12-06 07:00 | 8:00 | -1.1 | 51 | 10.8
2019-12-06 08:00 | 9:00 | 0 | 52 | 7.7
2019-12-06 09:00 | 10:00 | 1.1 | 50 | 7.7
2019-12-06 10:00 | 11:00 | 1.1 | 50 | 9.3
2019-12-06 11:00 | 12:00 | 2.2 | 51 | 7.2
2019-12-06 12:00 | 13:00 | 2.2 | 48 | 9.8
2019-12-06 13:00 | 14:00 | 2.2 | 48 | 7.7
2019-12-06 14:00 | 15:00 | 2.8 | 49 | 9.3
2019-12-06 15:00 | 16:00 | 1.1 | 64 | 14.9
2019-12-06 16:00 | 17:00 | 0.6 | 76 | 16.5
2019-12-06 17:00 | 18:00 | 1.1 | 80 | 7.7
2019-12-06 18:00 | 19:00 | 2.2 | 81 | 10.8
2019-12-06 19:00 | 20:00 | 2.8 | 78 | 9.8
2019-12-06 20:00 | 21:00 | 2.2 | 74 | 10.3
2019-12-06 21:00 | 22:00 | 1.1 | 77 | 10.3
2019-12-06 22:00 | 23:00 | 1.1 | 77 | 12.4
2019-12-06 23:00 | 24:00 | 0.6 | 66 | 9.8
2019-12-07 | 1:00 | 0 | 69 | 10.8
2019-12-07 01:00 | 2:00 | 0 | 69 | 9.8
2019-12-07 02:00 | 3:00 | -0.6 | 63 | 10.3
2019-12-07 03:00 | 4:00 | -1.1 | 54 | 13.4
2019-12-07 04:00 | 5:00 | -1.1 | 54 | 11.3
2019-12-07 05:00 | 6:00 | -2.2 | 54 | 10.3
2019-12-07 06:00 | 7:00 | -2.2 | 54 | 8.8
2019-12-07 07:00 | 8:00 | -2.2 | 54 | 8.8
2019-12-07 08:00 | 9:00 | -1.1 | 47 | 7.2
2019-12-07 09:00 | 10:00 | -0.6 | 45 | 8.8
2019-12-07 10:00 | 11:00 | -0.6 | 45 | 8.2
2019-12-07 11:00 | 12:00 | 1.1 | 41 | 8.2
2019-12-07 12:00 | 13:00 | 1.1 | 41 | 10.3
2019-12-07 13:00 | 14:00 | 1.1 | 41 | 9.3
2019-12-07 14:00 | 15:00 | 1.1 | 37 | 8.8
2019-12-07 15:00 | 16:00 | 1.1 | 34 | 8.8
2019-12-07 16:00 | 17:00 | 1.1 | 34 | 7.7
2019-12-07 17:00 | 18:00 | 0 | 37 | 7.2
2019-12-07 18:00 | 19:00 | -0.6 | 41 | 6.2
2019-12-07 19:00 | 20:00 | -0.6 | 41 | 6.7
2019-12-07 20:00 | 21:00 | -1.7 | 44 | 8.8
2019-12-07 21:00 | 22:00 | -2.2 | 48 | 7.7
2019-12-07 22:00 | 23:00 | -2.2 | 48 | 8.2
2019-12-07 23:00 | 24:00 | -2.8 | 49 | 7.2
2019-12-08 | 1:00 | -2.8 | 49 | 6.7
2019-12-08 01:00 | 2:00 | -2.8 | 49 | 6.7
2019-12-08 02:00 | 3:00 | -3.9 | 53 | 6.7
2019-12-08 03:00 | 4:00 | -4.4 | 56 | 6.7
2019-12-08 04:00 | 5:00 | -4.4 | 56 | 7.2
2019-12-08 05:00 | 6:00 | -4.4 | 56 | 7.2
2019-12-08 06:00 | 7:00 | -4.4 | 56 | 7.2
2019-12-08 07:00 | 8:00 | -4.4 | 56 | 7.2
2019-12-08 08:00 | 9:00 | -3.3 | 59 | 6.2
2019-12-08 09:00 | 10:00 | -1.1 | 42 | 5.7
2019-12-08 10:00 | 11:00 | -1.1 | 42 | 6.2
2019-12-08 11:00 | 12:00 | 1.1 | 34 | 7.2
2019-12-08 12:00 | 13:00 | 2.2 | 30 | 5.2
2019-12-08 13:00 | 14:00 | 2.2 | 30 | 5.7
2019-12-08 14:00 | 15:00 | 2.2 | 38 | 5.2
2019-12-08 15:00 | 16:00 | 2.2 | 48 | 5.2
2019-12-08 16:00 | 17:00 | 2.2 | 48 | 4.1
2019-12-08 17:00 | 18:00 | 2.2 | 53 | 5.7
2019-12-08 18:00 | 19:00 | 2.2 | 59 | 5.2
2019-12-08 19:00 | 20:00 | 2.2 | 59 | 4.1
2019-12-08 20:00 | 21:00 | 2.2 | 65 | 4.6
2019-12-08 21:00 | 22:00 | 3.3 | 69 | 5.2
2019-12-08 22:00 | 23:00 | 3.3 | 69 | 3.6
2019-12-08 23:00 | 24:00 | 5 | 64 | 3.6
2019-12-09 | 1:00 | 6.1 | 65 | 3.6
2019-12-09 01:00 | 2:00 | 6.1 | 65 | 3.6
2019-12-09 02:00 | 3:00 | 5.6 | 73 | 3.6
2019-12-09 03:00 | 4:00 | 6.7 | 73 | 4.1
2019-12-09 04:00 | 5:00 | 6.7 | 73 | 3.1
2019-12-09 05:00 | 6:00 | 6.1 | 79 | 2.6
2019-12-09 06:00 | 7:00 | 6.7 | 79 | 3.1
2019-12-09 07:00 | 8:00 | 5.6 | 79 | 2.6
2019-12-09 08:00 | 9:00 | 7.2 | 86 | 2.6
2019-12-09 09:00 | 10:00 | 7.2 | 90 | 2.6
2019-12-09 10:00 | 11:00 | 7.8 | 86 | 0
2019-12-09 11:00 | 12:00 | 8.9 | 86 | 0
2019-12-09 12:00 | 13:00 | 12.2 | 86 | 2.1
2019-12-09 13:00 | 14:00 | 12.2 | 86 | 1.5
2019-12-09 14:00 | 15:00 | 13.3 | 84 | 0
2019-12-09 15:00 | 16:00 | 13.3 | 84 | 0
2019-12-09 16:00 | 17:00 | 13.3 | 84 | 1.5
2019-12-09 17:00 | 18:00 | 12.8 | 86 | 2.1
2019-12-09 18:00 | 19:00 | 13.3 | 87 | 2.6
2019-12-09 19:00 | 20:00 | 13.3 | 84 | 2.6
2019-12-09 20:00 | 21:00 | 13.3 | 87 | 2.1
2019-12-09 21:00 | 22:00 | 13.3 | 87 | 2.1
2019-12-09 22:00 | 23:00 | 15 | 83 | 2.1
2019-12-09 23:00 | 24:00 | 15.6 | 80 | 1.5
2019-12-10 | 1:00 | 15.6 | 80 | 2.1
2019-12-10 01:00 | 2:00 | 15.6 | 80 | 2.1
2019-12-10 02:00 | 3:00 | 15 | 82 | 1.5
2019-12-10 03:00 | 4:00 | 14.4 | 81 | 2.6
2019-12-10 04:00 | 5:00 | 14.4 | 81 | 1.5
2019-12-10 05:00 | 6:00 | 14.4 | 78 | 2.6
2019-12-10 06:00 | 7:00 | 14.4 | 78 | 2.6
2019-12-10 07:00 | 8:00 | 14.4 | 78 | 3.1
2019-12-10 08:00 | 9:00 | 15.6 | 75 | 2.1
2019-12-10 09:00 | 10:00 | 16.1 | 72 | 2.6
2019-12-10 10:00 | 11:00 | 16.1 | 72 | 3.1
2019-12-10 11:00 | 12:00 | 17.2 | 67 | 3.6
2019-12-10 12:00 | 13:00 | 16.7 | 67 | 2.6
2019-12-10 13:00 | 14:00 | 16.7 | 67 | 2.6
2019-12-10 14:00 | 15:00 | 15 | 77 | 2.1
2019-12-10 15:00 | 16:00 | 14.4 | 81 | 2.6
2019-12-10 16:00 | 17:00 | 14.4 | 81 | 3.1
2019-12-10 17:00 | 18:00 | 13.9 | 80 | 2.6
2019-12-10 18:00 | 19:00 | 13.9 | 80 | 2.1
2019-12-10 19:00 | 20:00 | 13.9 | 77 | 4.1
2019-12-10 20:00 | 21:00 | 9.4 | 66 | 2.6
2019-12-10 21:00 | 22:00 | 7.8 | 71 | 4.6
2019-12-10 22:00 | 23:00 | 7.8 | 71 | 4.6
2019-12-10 23:00 | 24:00 | 7.2 | 74 | 2.6
2019-12-11 | 1:00 | 5.6 | 73 | 5.2
2019-12-11 01:00 | 2:00 | 5 | 76 | 4.6
2019-12-11 02:00 | 3:00 | 2.8 | 78 | 6.2
2019-12-11 03:00 | 4:00 | 2.2 | 78 | 6.2
2019-12-11 04:00 | 5:00 | 1.1 | 77 | 7.2
2019-12-11 05:00 | 6:00 | 0.6 | 76 | 5.2
2019-12-11 06:00 | 7:00 | 0.6 | 80 | 4.1
2019-12-11 07:00 | 8:00 | 0 | 79 | 3.6
2019-12-11 08:00 | 9:00 | 0.6 | 80 | 6.7
2019-12-11 09:00 | 10:00 | 0.6 | 76 | 7.2
2019-12-11 10:00 | 11:00 | 0.6 | 76 | 8.2
2019-12-11 11:00 | 12:00 | 1.7 | 64 | 7.7
2019-12-11 12:00 | 13:00 | 1.1 | 61 | 8.8
2019-12-11 13:00 | 14:00 | 1.1 | 61 | 11.8
2019-12-11 14:00 | 15:00 | 1.7 | 44 | 9.3
2019-12-11 15:00 | 16:00 | 1.1 | 52 | 8.8
2019-12-11 16:00 | 17:00 | 1.1 | 52 | 5.7
2019-12-11 17:00 | 18:00 | 0.6 | 54 | 6.2
2019-12-11 18:00 | 19:00 | 0.6 | 54 | 4.1
2019-12-11 19:00 | 20:00 | 0.6 | 54 | 3.1
2019-12-11 20:00 | 21:00 | -0.6 | 63 | 4.1
2019-12-11 21:00 | 22:00 | 0 | 62 | 5.7
2019-12-11 22:00 | 23:00 | 0 | 62 | 11.3
2019-12-11 23:00 | 24:00 | 0 | 57 | 8.8
2019-12-12 | 1:00 | 0 | 47 | 12.4
2019-12-12 01:00 | 2:00 | 0 | 47 | 12.9
2019-12-12 02:00 | 3:00 | -1.7 | 46 | 8.8
2019-12-12 03:00 | 4:00 | -2.2 | 46 | 8.2
2019-12-12 04:00 | 5:00 | -2.2 | 46 | 8.8
2019-12-12 05:00 | 6:00 | -2.8 | 44 | 12.9
2019-12-12 06:00 | 7:00 | -3.3 | 42 | 10.3
2019-12-12 07:00 | 8:00 | -3.3 | 42 | 9.3
2019-12-12 08:00 | 9:00 | -2.2 | 38 | 7.7
2019-12-12 09:00 | 10:00 | -1.1 | 36 | 8.2
2019-12-12 10:00 | 11:00 | -1.1 | 36 | 7.2
2019-12-12 11:00 | 12:00 | -0.6 | 37 | 8.8
2019-12-12 12:00 | 13:00 | 0 | 35 | 10.3
2019-12-12 13:00 | 14:00 | 0 | 35 | 9.8
2019-12-12 14:00 | 15:00 | 0 | 37 | 8.8
2019-12-12 15:00 | 16:00 | 0 | 39 | 5.2
2019-12-12 16:00 | 17:00 | 0 | 39 | 7.2
2019-12-12 17:00 | 18:00 | 0 | 40 | 5.2
2019-12-12 18:00 | 19:00 | -0.6 | 45 | 6.2
2019-12-12 19:00 | 20:00 | -0.6 | 45 | 6.7
2019-12-12 20:00 | 21:00 | -1.1 | 54 | 6.2
2019-12-12 21:00 | 22:00 | -1.7 | 57 | 6.7
2019-12-12 22:00 | 23:00 | -1.7 | 57 | 7.2
2019-12-12 23:00 | 24:00 | -1.7 | 59 | 5.7
2019-12-13 | 1:00 | -2.2 | 59 | 6.2
2019-12-13 01:00 | 2:00 | -2.2 | 59 | 5.2
2019-12-13 02:00 | 3:00 | -1.7 | 59 | 5.2
2019-12-13 03:00 | 4:00 | -1.1 | 62 | 6.7
2019-12-13 04:00 | 5:00 | -1.1 | 62 | 6.7
2019-12-13 05:00 | 6:00 | 0.6 | 66 | 5.2
2019-12-13 06:00 | 7:00 | 0.6 | 66 | 6.2
2019-12-13 07:00 | 8:00 | 0.6 | 66 | 6.2
2019-12-13 08:00 | 9:00 | 2.2 | 71 | 7.2
2019-12-13 09:00 | 10:00 | 3.3 | 69 | 8.2
2019-12-13 10:00 | 11:00 | 3.3 | 69 | 6.7
2019-12-13 11:00 | 12:00 | 5 | 67 | 7.7
2019-12-13 12:00 | 13:00 | 5 | 73 | 5.7
2019-12-13 13:00 | 14:00 | 5 | 73 | 5.7
2019-12-13 14:00 | 15:00 | 5.6 | 76 | 6.7
2019-12-13 15:00 | 16:00 | 6.7 | 76 | 6.2
2019-12-13 16:00 | 17:00 | 6.7 | 76 | 3.6
2019-12-13 17:00 | 18:00 | 7 | 81 | 4.1
2019-12-13 18:00 | 19:00 | 7.2 | 86 | 3.6
2019-12-13 19:00 | 20:00 | 7.2 | 86 | 3.1
2019-12-13 20:00 | 21:00 | 7.2 | 86 | 4.1
2019-12-13 21:00 | 22:00 | 7.8 | 86 | 4.6
2019-12-13 22:00 | 23:00 | 7.8 | 86 | 3.6
2019-12-13 23:00 | 24:00 | 8.3 | 86 | 2.6
2019-12-14 | 1:00 | 8.3 | 86 | 2.1
2019-12-14 01:00 | 2:00 | 8.3 | 86 | 4.1
2019-12-14 02:00 | 3:00 | 8.9 | 89 | 3.1
2019-12-14 03:00 | 4:00 | 9.4 | 90 | 4.6
2019-12-14 04:00 | 5:00 | 9.4 | 90 | 3.6
2019-12-14 05:00 | 6:00 | 10 | 89 | 3.1
2019-12-14 06:00 | 7:00 | 10.6 | 89 | 2.6
2019-12-14 07:00 | 8:00 | 11.7 | 86 | 3.6
2019-12-14 08:00 | 9:00 | 11.1 | 89 | 3.6
2019-12-14 09:00 | 10:00 | 10.6 | 89 | 2.6
2019-12-14 10:00 | 11:00 | 11.1 | 89 | 3.1
2019-12-14 11:00 | 12:00 | 12.2 | 90 | 3.6
2019-12-14 12:00 | 13:00 | 12.2 | 93 | 2.1
2019-12-14 13:00 | 14:00 | 13.9 | 87 | 6.7
2019-12-14 14:00 | 15:00 | 12.2 | 90 | 7.2
2019-12-14 15:00 | 16:00 | 13.9 | 89 | 9.3
2019-12-14 16:00 | 17:00 | 13.9 | 89 | 10.3
2019-12-14 17:00 | 18:00 | 15 | 90 | 10.8
2019-12-14 18:00 | 19:00 | 15 | 90 | 12.4
2019-12-14 19:00 | 20:00 | 15 | 90 | 12.9
2019-12-14 20:00 | 21:00 | 14.4 | 84 | 14.9
2019-12-14 21:00 | 22:00 | 14.4 | 84 | 12.9
2019-12-14 22:00 | 23:00 | 14.4 | 78 | 12.9
2019-12-14 23:00 | 24:00 | 12.8 | 66 | 14.9
2019-12-15 | 1:00 | 12.2 | 66 | 11.8
2019-12-15 01:00 | 2:00 | 11.7 | 63 | 10.3
2019-12-15 02:00 | 3:00 | 7.8 | 53 | 9.8
2019-12-15 03:00 | 4:00 | 7.2 | 55 | 10.8
2019-12-15 04:00 | 5:00 | 7.2 | 55 | 11.3
2019-12-15 05:00 | 6:00 | 7.2 | 52 | 8.8
2019-12-15 06:00 | 7:00 | 7.8 | 50 | 7.7
2019-12-15 07:00 | 8:00 | 7.8 | 50 | 9.8
2019-12-15 08:00 | 9:00 | 8.3 | 40 | 8.8
2019-12-15 09:00 | 10:00 | 8.3 | 40 | 10.8
2019-12-15 10:00 | 11:00 | 8.3 | 40 | 9.8
2019-12-15 11:00 | 12:00 | 8.9 | 39 | 8.8
2019-12-15 12:00 | 13:00 | 9.4 | 37 | 8.8
2019-12-15 13:00 | 14:00 | 9.4 | 37 | 10.8
2019-12-15 14:00 | 15:00 | 8.3 | 35 | 13.9
2019-12-15 15:00 | 16:00 | 7.8 | 38 | 12.9
2019-12-15 16:00 | 17:00 | 7.8 | 38 | 9.3
2019-12-15 17:00 | 18:00 | 5.6 | 40 | 11.8
2019-12-15 18:00 | 19:00 | 4.4 | 38 | 12.9
2019-12-15 19:00 | 20:00 | 4.4 | 38 | 11.3
2019-12-15 20:00 | 21:00 | 2.8 | 33 | 11.8
2019-12-15 21:00 | 22:00 | 2.2 | 30 | 9.8
2019-12-15 22:00 | 23:00 | 2.2 | 30 | 9.8
2019-12-15 23:00 | 24:00 | 1.1 | 29 | 7.2
2019-12-16 | 1:00 | 1.1 | 31 | 7.7
2019-12-16 01:00 | 2:00 | 1.1 | 31 | 5.2
2019-12-16 02:00 | 3:00 | 0.6 | 27 | 5.7
2019-12-16 03:00 | 4:00 | 0.6 | 29 | 5.7
2019-12-16 04:00 | 5:00 | 0.6 | 29 | 5.2
2019-12-16 05:00 | 6:00 | 0 | 30 | 4.1
2019-12-16 06:00 | 7:00 | 0 | 32 | 6.7
2019-12-16 07:00 | 8:00 | 0 | 32 | 7.2
2019-12-16 08:00 | 9:00 | 0 | 35 | 7.2
2019-12-16 09:00 | 10:00 | 0 | 35 | 7.2
2019-12-16 10:00 | 11:00 | 0 | 35 | 4.6
2019-12-16 11:00 | 12:00 | 0.6 | 32 | 5.2
2019-12-16 12:00 | 13:00 | 1.1 | 31 | 4.1
2019-12-16 13:00 | 14:00 | 1.1 | 31 | 2.6
2019-12-16 14:00 | 15:00 | 1.7 | 31 | 2.6
2019-12-16 15:00 | 16:00 | 1.1 | 34 | 3.6
2019-12-16 16:00 | 17:00 | 1.1 | 34 | 3.6
2019-12-16 17:00 | 18:00 | 1.1 | 36 | 2.6
2019-12-16 18:00 | 19:00 | 1.1 | 37 | 2.6
2019-12-16 19:00 | 20:00 | 1.1 | 37 | 2.6
2019-12-16 20:00 | 21:00 | 0.6 | 37 | 2.6
2019-12-16 21:00 | 22:00 | 0.6 | 35 | 2.1
2019-12-16 22:00 | 23:00 | 0.6 | 35 | 3.1
2019-12-16 23:00 | 24:00 | 0 | 35 | 4.1
2019-12-17 | 1:00 | -0.6 | 41 | 3.1
2019-12-17 01:00 | 2:00 | -0.6 | 41 | 2.6
2019-12-17 02:00 | 3:00 | -0.6 | 38 | 3.6
2019-12-17 03:00 | 4:00 | 0 | 35 | 2.6
2019-12-17 04:00 | 5:00 | 0 | 35 | 4.1
2019-12-17 05:00 | 6:00 | -2 | 60 | 3.1
2019-12-17 06:00 | 7:00 | -2.8 | 72 | 4.1
2019-12-17 07:00 | 8:00 | -2.8 | 76 | 2.6
2019-12-17 08:00 | 9:00 | -1.7 | 80 | 6.7
2019-12-17 09:00 | 10:00 | -1.7 | 80 | 5.7
2019-12-17 10:00 | 11:00 | -1.1 | 79 | 5.2
2019-12-17 11:00 | 12:00 | -1.7 | 80 | 7.2
2019-12-17 12:00 | 13:00 | -1.1 | 79 | 10.8
2019-12-17 13:00 | 14:00 | -1.1 | 79 | 6.2
2019-12-17 14:00 | 15:00 | 0 | 79 | 9.3
2019-12-17 15:00 | 16:00 | 1.1 | 80 | 8.2
2019-12-17 16:00 | 17:00 | 2.2 | 85 | 9.3
2019-12-17 17:00 | 18:00 | 3.3 | 82 | 11.3
2019-12-17 18:00 | 19:00 | 2.8 | 85 | 11.8
2019-12-17 19:00 | 20:00 | 3.3 | 85 | 12.4
2019-12-17 20:00 | 21:00 | 1.1 | 84 | 9.8
2019-12-17 21:00 | 22:00 | 0.6 | 80 | 9.3
2019-12-17 22:00 | 23:00 | 0 | 79 | 8.8
2019-12-17 23:00 | 24:00 | -0.6 | 76 | 10.3
2019-12-18 | 1:00 | -0.6 | 80 | 9.8
2019-12-18 01:00 | 2:00 | -0.6 | 80 | 9.8
2019-12-18 02:00 | 3:00 | -0.6 | 76 | 13.4
2019-12-18 03:00 | 4:00 | -0.6 | 76 | 8.8
2019-12-18 04:00 | 5:00 | -0.6 | 76 | 10.3
2019-12-18 05:00 | 6:00 | -0.6 | 76 | 11.3
2019-12-18 06:00 | 7:00 | 0 | 76 | 9.8
2019-12-18 07:00 | 8:00 | 0 | 76 | 10.8
2019-12-18 08:00 | 9:00 | 0.6 | 69 | 12.9
2019-12-18 09:00 | 10:00 | 2.2 | 62 | 10.8
2019-12-18 10:00 | 11:00 | 2.2 | 62 | 10.3
2019-12-18 11:00 | 12:00 | 3.3 | 52 | 8.2
2019-12-18 12:00 | 13:00 | 3.3 | 52 | 10.3
2019-12-18 13:00 | 14:00 | 3.3 | 52 | 10.3
2019-12-18 14:00 | 15:00 | 2.8 | 57 | 10.3
2019-12-18 15:00 | 16:00 | 2.8 | 51 | 8.2
2019-12-18 16:00 | 17:00 | 2.8 | 51 | 7.2
2019-12-18 17:00 | 18:00 | 1.7 | 61 | 7.7
2019-12-18 18:00 | 19:00 | 0.6 | 49 | 8.2
2019-12-18 19:00 | 20:00 | 0.6 | 49 | 6.7
2019-12-18 20:00 | 21:00 | -1.1 | 40 | 8.8
2019-12-18 21:00 | 22:00 | -2.2 | 31 | 7.7
2019-12-18 22:00 | 23:00 | -2.2 | 31 | 6.2
2019-12-18 23:00 | 24:00 | -4.4 | 23 | 5.7
2019-12-19 | 1:00 | -5 | 24 | 6.2
2019-12-19 01:00 | 2:00 | -5 | 24 | 6.7
2019-12-19 02:00 | 3:00 | -7.2 | 35 | 7.2
2019-12-19 03:00 | 4:00 | -7.8 | 35 | 7.2
2019-12-19 04:00 | 5:00 | -7.8 | 35 | 5.2
2019-12-19 05:00 | 6:00 | -8.3 | 32 | 5.7
2019-12-19 06:00 | 7:00 | -9.4 | 34 | 5.7
2019-12-19 07:00 | 8:00 | -9.4 | 34 | 5.7
2019-12-19 08:00 | 9:00 | -8.9 | 34 | 4.6
2019-12-19 09:00 | 10:00 | -7.8 | 35 | 5.2
2019-12-19 10:00 | 11:00 | -7.8 | 35 | 4.1
2019-12-19 11:00 | 12:00 | -6.1 | 33 | 3.1
2019-12-19 12:00 | 13:00 | -5 | 30 | 1.5
2019-12-19 13:00 | 14:00 | -5 | 30 | 3.1
2019-12-19 14:00 | 15:00 | -3.9 | 31 | 3.1
2019-12-19 15:00 | 16:00 | -4.4 | 32 | 3.6
2019-12-19 16:00 | 17:00 | -4.4 | 32 | 2.6
2019-12-19 17:00 | 18:00 | -5 | 32 | 3.1
2019-12-19 18:00 | 19:00 | -5.6 | 30 | 3.6
2019-12-19 19:00 | 20:00 | -5.6 | 30 | 2.1
2019-12-19 20:00 | 21:00 | -5.6 | 33 | 2.6
2019-12-19 21:00 | 22:00 | -6.7 | 37 | 3.1
2019-12-19 22:00 | 23:00 | -6.7 | 37 | 2.6
2019-12-19 23:00 | 24:00 | -6.7 | 39 | 4.1
2019-12-20 | 1:00 | -6.7 | 37 | 3.6
2019-12-20 01:00 | 2:00 | -6.7 | 37 | 4.1
2019-12-20 02:00 | 3:00 | -7.2 | 38 | 4.6
2019-12-20 03:00 | 4:00 | -7.8 | 40 | 3.6
2019-12-20 04:00 | 5:00 | -7.8 | 40 | 4.1
2019-12-20 05:00 | 6:00 | -7.8 | 38 | 3.6
2019-12-20 06:00 | 7:00 | -7.8 | 40 | 3.6
2019-12-20 07:00 | 8:00 | -7.8 | 40 | 2.6
2019-12-20 08:00 | 9:00 | -7.2 | 42 | 2.1
2019-12-20 09:00 | 10:00 | -6.1 | 43 | 2.1
2019-12-20 10:00 | 11:00 | -6.1 | 43 | 3.1
2019-12-20 11:00 | 12:00 | -2.8 | 40 | 2.6
2019-12-20 12:00 | 13:00 | -1.1 | 36 | 3.1
2019-12-20 13:00 | 14:00 | -1.1 | 36 | 3.6
2019-12-20 14:00 | 15:00 | 0.6 | 35 | 3.6
2019-12-20 15:00 | 16:00 | 0 | 37 | 4.1
2019-12-20 16:00 | 17:00 | 0 | 37 | 4.1
2019-12-20 17:00 | 18:00 | -1.1 | 40 | 4.1
2019-12-20 18:00 | 19:00 | -1.7 | 42 | 5.2
2019-12-20 19:00 | 20:00 | -1.7 | 42 | 5.7
2019-12-20 20:00 | 21:00 | -2.8 | 46 | 5.2
2019-12-20 21:00 | 22:00 | -3.3 | 48 | 4.6
2019-12-20 22:00 | 23:00 | -3.3 | 48 | 5.7
2019-12-20 23:00 | 24:00 | -4.4 | 50 | 4.6
2019-12-21 | 1:00 | -5 | 53 | 3.6
2019-12-21 01:00 | 2:00 | -5 | 53 | 3.6
2019-12-21 02:00 | 3:00 | -5 | 56 | 3.6
2019-12-21 03:00 | 4:00 | -5 | 56 | 3.6
2019-12-21 04:00 | 5:00 | -5 | 56 | 7.2
2019-12-21 05:00 | 6:00 | -5.6 | 59 | 5.2
2019-12-21 06:00 | 7:00 | -5.6 | 59 | 4.6
2019-12-21 07:00 | 8:00 | -5.6 | 59 | 5.7
2019-12-21 08:00 | 9:00 | -3.9 | 56 | 5.2
2019-12-21 09:00 | 10:00 | -1.7 | 49 | 4.1
2019-12-21 10:00 | 11:00 | -1.7 | 49 | 6.2
2019-12-21 11:00 | 12:00 | 1 | 43 | 8.2
2019-12-21 12:00 | 13:00 | 0.6 | 52 | 7.2
2019-12-21 13:00 | 14:00 | 0.6 | 54 | 7.7
2019-12-21 14:00 | 15:00 | 1.1 | 58 | 7.7
2019-12-21 15:00 | 16:00 | 1.1 | 61 | 6.2
2019-12-21 16:00 | 17:00 | 1.1 | 61 | 6.7
2019-12-21 17:00 | 18:00 | 0.6 | 63 | 6.2
2019-12-21 18:00 | 19:00 | 1.1 | 67 | 6.2
2019-12-21 19:00 | 20:00 | 1.1 | 67 | 5.7
2019-12-21 20:00 | 21:00 | 1.1 | 67 | 5.7
2019-12-21 21:00 | 22:00 | 0.6 | 69 | 7.2
2019-12-21 22:00 | 23:00 | 1.1 | 67 | 6.2
2019-12-21 23:00 | 24:00 | 0.6 | 69 | 6.2
2019-12-22 | 1:00 | 0 | 72 | 6.2
2019-12-22 01:00 | 2:00 | 0 | 72 | 6.2
2019-12-22 02:00 | 3:00 | 0 | 72 | 5.2
2019-12-22 03:00 | 4:00 | 0.6 | 66 | 4.6
2019-12-22 04:00 | 5:00 | 0.6 | 66 | 4.6
2019-12-22 05:00 | 6:00 | 0 | 66 | 5.2
2019-12-22 06:00 | 7:00 | -0.6 | 69 | 4.1
2019-12-22 07:00 | 8:00 | -0.6 | 69 | 6.7
2019-12-22 08:00 | 9:00 | 1.1 | 64 | 5.7
2019-12-22 09:00 | 10:00 | 1.7 | 61 | 3.1
2019-12-22 10:00 | 11:00 | 1.7 | 61 | 4.6
2019-12-22 11:00 | 12:00 | 5.6 | 51 | 5.2
2019-12-22 12:00 | 13:00 | 6.1 | 45 | 4.6
2019-12-22 13:00 | 14:00 | 6.1 | 45 | 4.6
2019-12-22 14:00 | 15:00 | 6.7 | 45 | 5.2
2019-12-22 15:00 | 16:00 | 6.1 | 47 | 2.6
2019-12-22 16:00 | 17:00 | 6.1 | 47 | 3.1
2019-12-22 17:00 | 18:00 | 6.1 | 47 | 2.1
2019-12-22 18:00 | 19:00 | 6.1 | 49 | 3.1
2019-12-22 19:00 | 20:00 | 6.1 | 49 | 4.6
2019-12-22 20:00 | 21:00 | 4.4 | 53 | 4.1
2019-12-22 21:00 | 22:00 | 4.4 | 53 | 3.6
2019-12-22 22:00 | 23:00 | 4.4 | 53 | 3.1
2019-12-22 23:00 | 24:00 | 3.3 | 60 | 4.1
2019-12-23 | 1:00 | 2.2 | 62 | 3.1
2019-12-23 01:00 | 2:00 | 2.2 | 62 | 2.6
2019-12-23 02:00 | 3:00 | 2.2 | 68 | 2.6
2019-12-23 03:00 | 4:00 | 2.2 | 65 | 2.6
2019-12-23 04:00 | 5:00 | 2.2 | 65 | 3.1
2019-12-23 05:00 | 6:00 | 2.2 | 68 | 3.1
2019-12-23 06:00 | 7:00 | 3.3 | 66 | 2.6
2019-12-23 07:00 | 8:00 | 3.3 | 66 | 2.1
2019-12-23 08:00 | 9:00 | 5.6 | 64 | 2.6
2019-12-23 09:00 | 10:00 | 7.2 | 57 | 2.1
2019-12-23 10:00 | 11:00 | 7.2 | 57 | 2.1
2019-12-23 11:00 | 12:00 | 11.1 | 48 | 3.6
2019-12-23 12:00 | 13:00 | 12.2 | 45 | 4.1
2019-12-23 13:00 | 14:00 | 12.2 | 45 | 3.1
2019-12-23 14:00 | 15:00 | 13.3 | 42 | 4.1
2019-12-23 15:00 | 16:00 | 12.2 | 45 | 4.6
2019-12-23 16:00 | 17:00 | 12.2 | 45 | 4.6
2019-12-23 17:00 | 18:00 | 10.6 | 50 | 4.1
2019-12-23 18:00 | 19:00 | 11.1 | 48 | 5.7
2019-12-23 19:00 | 20:00 | 11.1 | 48 | 6.2
2019-12-23 20:00 | 21:00 | 11.1 | 44 | 5.2
2019-12-23 21:00 | 22:00 | 11.1 | 42 | 5.7
2019-12-23 22:00 | 23:00 | 11.1 | 42 | 6.2
2019-12-23 23:00 | 24:00 | 10 | 43 | 7.2
2019-12-24 | 1:00 | 8.9 | 47 | 5.7
2019-12-24 01:00 | 2:00 | 8.9 | 47 | 4.6
2019-12-24 02:00 | 3:00 | 7.2 | 52 | 4.6
2019-12-24 03:00 | 4:00 | 6.7 | 52 | 4.6
2019-12-24 04:00 | 5:00 | 6.7 | 52 | 5.2
2019-12-24 05:00 | 6:00 | 5 | 48 | 4.1
2019-12-24 06:00 | 7:00 | 4.4 | 48 | 3.6
2019-12-24 07:00 | 8:00 | 4.4 | 48 | 4.6
2019-12-24 08:00 | 9:00 | 4.4 | 46 | 5.7
2019-12-24 09:00 | 10:00 | 5.6 | 42 | 6.2
2019-12-24 10:00 | 11:00 | 5.6 | 42 | 6.2
2019-12-24 11:00 | 12:00 | 7.2 | 36 | 6.2
2019-12-24 12:00 | 13:00 | 7.8 | 33 | 8.2
2019-12-24 13:00 | 14:00 | 7.8 | 33 | 7.2
2019-12-24 14:00 | 15:00 | 7.8 | 29 | 7.7
2019-12-24 15:00 | 16:00 | 7.2 | 30 | 7.2
2019-12-24 16:00 | 17:00 | 7.2 | 30 | 5.7
2019-12-24 17:00 | 18:00 | 5.6 | 31 | 5.7
2019-12-24 18:00 | 19:00 | 5 | 31 | 6.2
2019-12-24 19:00 | 20:00 | 5 | 31 | 7.7
2019-12-24 20:00 | 21:00 | 3.9 | 35 | 4.1
2019-12-24 21:00 | 22:00 | 2.8 | 38 | 9.3
2019-12-24 22:00 | 23:00 | 2.8 | 38 | 7.2
2019-12-24 23:00 | 24:00 | 1.7 | 41 | 6.2
2019-12-25 | 1:00 | 1.1 | 43 | 6.2
2019-12-25 01:00 | 2:00 | 1.1 | 43 | 4.6
2019-12-25 02:00 | 3:00 | 0.6 | 45 | 4.1
2019-12-25 03:00 | 4:00 | 0 | 49 | 3.1
2019-12-25 04:00 | 5:00 | 0 | 49 | 0
2019-12-25 05:00 | 6:00 | 0 | 47 | 2.6
2019-12-25 06:00 | 7:00 | 0 | 49 | 0
2019-12-25 07:00 | 8:00 | 0 | 49 | 0
2019-12-25 08:00 | 9:00 | 1.7 | 46 | 1.5
2019-12-25 09:00 | 10:00 | 2.2 | 48 | 2.6
2019-12-25 10:00 | 11:00 | 2.2 | 48 | 2.1
2019-12-25 11:00 | 12:00 | 5 | 46 | 2.1
2019-12-25 12:00 | 13:00 | 5.6 | 51 | 3.1
2019-12-25 13:00 | 14:00 | 5.6 | 51 | 5.2
2019-12-25 14:00 | 15:00 | 4.4 | 58 | 8.2
2019-12-25 15:00 | 16:00 | 3.3 | 63 | 5.7
2019-12-25 16:00 | 17:00 | 3.3 | 63 | 3.6
2019-12-25 17:00 | 18:00 | 3.3 | 72 | 6.2
2019-12-25 18:00 | 19:00 | 2.8 | 75 | 6.2
2019-12-25 19:00 | 20:00 | 2.8 | 75 | 9.8
2019-12-25 20:00 | 21:00 | 1.7 | 74 | 9.8
2019-12-25 21:00 | 22:00 | 2.8 | 71 | 7.7
2019-12-25 22:00 | 23:00 | 2.8 | 71 | 8.2
2019-12-25 23:00 | 24:00 | 1.7 | 74 | 7.7
2019-12-26 | 1:00 | 2.2 | 71 | 7.7
2019-12-26 01:00 | 2:00 | 2.2 | 71 | 7.2
2019-12-26 02:00 | 3:00 | 1.7 | 70 | 7.2
2019-12-26 03:00 | 4:00 | 1.7 | 70 | 7.7
2019-12-26 04:00 | 5:00 | 1.7 | 70 | 9.3
2019-12-26 05:00 | 6:00 | 2.2 | 68 | 8.8
2019-12-26 06:00 | 7:00 | 1.7 | 64 | 7.7
2019-12-26 07:00 | 8:00 | 1.7 | 64 | 8.8
2019-12-26 08:00 | 9:00 | 3.3 | 66 | 8.8
2019-12-26 09:00 | 10:00 | 3.9 | 63 | 9.8
2019-12-26 10:00 | 11:00 | 3.9 | 63 | 11.3
2019-12-26 11:00 | 12:00 | 4.4 | 67 | 8.8
2019-12-26 12:00 | 13:00 | 4 | 64 | 7.7
2019-12-26 13:00 | 14:00 | 4.4 | 61 | 6.7
2019-12-26 14:00 | 15:00 | 2.8 | 62 | 6.7
2019-12-26 15:00 | 16:00 | 2.2 | 59 | 5.7
2019-12-26 16:00 | 17:00 | 2.2 | 59 | 6.2
2019-12-26 17:00 | 18:00 | 2.2 | 62 | 6.2
2019-12-26 18:00 | 19:00 | 1.7 | 64 | 5.7
2019-12-26 19:00 | 20:00 | 1.1 | 67 | 6.2
2019-12-26 20:00 | 21:00 | 1.7 | 67 | 5.7
2019-12-26 21:00 | 22:00 | 2.2 | 65 | 7.2
2019-12-26 22:00 | 23:00 | 2.2 | 65 | 6.7
2019-12-26 23:00 | 24:00 | 2.2 | 65 | 5.2
2019-12-27 | 1:00 | 2.2 | 65 | 6.7
2019-12-27 01:00 | 2:00 | 2.2 | 65 | 6.7
2019-12-27 02:00 | 3:00 | 2.2 | 68 | 8.2
2019-12-27 03:00 | 4:00 | 2.2 | 68 | 6.2
2019-12-27 04:00 | 5:00 | 2.2 | 68 | 4.1
2019-12-27 05:00 | 6:00 | 2.8 | 71 | 5.7
2019-12-27 06:00 | 7:00 | 2.2 | 78 | 5.2
2019-12-27 07:00 | 8:00 | 2.8 | 78 | 4.6
2019-12-27 08:00 | 9:00 | 4.4 | 76 | 6.2
2019-12-27 09:00 | 10:00 | 4.4 | 79 | 6.2
2019-12-27 10:00 | 11:00 | 5 | 79 | 6.2
2019-12-27 11:00 | 12:00 | 8.3 | 74 | 5.2
2019-12-27 12:00 | 13:00 | 9.4 | 68 | 5.7
2019-12-27 13:00 | 14:00 | 9.4 | 68 | 4.6
2019-12-27 14:00 | 15:00 | 10.6 | 65 | 6.2
2019-12-27 15:00 | 16:00 | 11.1 | 63 | 6.2
2019-12-27 16:00 | 17:00 | 11.1 | 63 | 6.2
2019-12-27 17:00 | 18:00 | 11.1 | 66 | 4.1
2019-12-27 18:00 | 19:00 | 11.1 | 66 | 6.2
2019-12-27 19:00 | 20:00 | 11.1 | 66 | 5.2
2019-12-27 20:00 | 21:00 | 10 | 71 | 4.1
2019-12-27 21:00 | 22:00 | 10 | 71 | 3.6
2019-12-27 22:00 | 23:00 | 10 | 71 | 3.1
2019-12-27 23:00 | 24:00 | 9.4 | 71 | 3.1
2019-12-28 | 1:00 | 10 | 68 | 3.1
2019-12-28 01:00 | 2:00 | 10 | 68 | 3.1
2019-12-28 02:00 | 3:00 | 8.9 | 68 | 0
2019-12-28 03:00 | 4:00 | 8.3 | 65 | 2.6
2019-12-28 04:00 | 5:00 | 8.3 | 65 | 3.6
2019-12-28 05:00 | 6:00 | 7.2 | 65 | 3.1
2019-12-28 06:00 | 7:00 | 6.7 | 65 | 2.1
2019-12-28 07:00 | 8:00 | 6.7 | 65 | 0
2019-12-28 08:00 | 9:00 | 7.2 | 63 | 1.5
2019-12-28 09:00 | 10:00 | 8.3 | 58 | 1.5
2019-12-28 10:00 | 11:00 | 8.3 | 58 | 4.1
2019-12-28 11:00 | 12:00 | 9.4 | 43 | 3.1
2019-12-28 12:00 | 13:00 | 10 | 39 | 2.6
2019-12-28 13:00 | 14:00 | 10 | 39 | 3.1
2019-12-28 14:00 | 15:00 | 10 | 36 | 3.6
2019-12-28 15:00 | 16:00 | 9.4 | 39 | 3.1
2019-12-28 16:00 | 17:00 | 9.4 | 39 | 2.6
2019-12-28 17:00 | 18:00 | 7.8 | 46 | 3.1
2019-12-28 18:00 | 19:00 | 7.2 | 48 | 3.1
2019-12-28 19:00 | 20:00 | 7.2 | 48 | 3.6
2019-12-28 20:00 | 21:00 | 5.6 | 51 | 2.6
2019-12-28 21:00 | 22:00 | 4.4 | 55 | 2.6
2019-12-28 22:00 | 23:00 | 4.4 | 55 | 4.1
2019-12-28 23:00 | 24:00 | 3.3 | 57 | 3.1
2019-12-29 | 1:00 | 3.3 | 57 | 3.6
2019-12-29 01:00 | 2:00 | 3.3 | 57 | 5.2
2019-12-29 02:00 | 3:00 | 2.2 | 59 | 5.2
2019-12-29 03:00 | 4:00 | 2.2 | 59 | 4.1
2019-12-29 04:00 | 5:00 | 2.2 | 59 | 4.1
2019-12-29 05:00 | 6:00 | 2.2 | 56 | 3.1
2019-12-29 06:00 | 7:00 | 2.8 | 51 | 3.6
2019-12-29 07:00 | 8:00 | 2.8 | 51 | 5.2
2019-12-29 08:00 | 9:00 | 3.3 | 49 | 5.7
2019-12-29 09:00 | 10:00 | 4.4 | 46 | 4.6
2019-12-29 10:00 | 11:00 | 4.4 | 46 | 5.2
2019-12-29 11:00 | 12:00 | 6.7 | 39 | 5.2
2019-12-29 12:00 | 13:00 | 5.6 | 46 | 4.6
2019-12-29 13:00 | 14:00 | 5.6 | 46 | 2.6
2019-12-29 14:00 | 15:00 | 5 | 51 | 4.6
2019-12-29 15:00 | 16:00 | 4.4 | 55 | 4.1
2019-12-29 16:00 | 17:00 | 4.4 | 55 | 3.1
2019-12-29 17:00 | 18:00 | 4.4 | 63 | 3.6
2019-12-29 18:00 | 19:00 | 4.4 | 63 | 3.1
2019-12-29 19:00 | 20:00 | 4.4 | 63 | 2.1
2019-12-29 20:00 | 21:00 | 3.9 | 72 | 5.2
2019-12-29 21:00 | 22:00 | 3.9 | 76 | 5.2
2019-12-29 22:00 | 23:00 | 3.9 | 76 | 4.1
2019-12-29 23:00 | 24:00 | 3.9 | 72 | 2.6
2019-12-30 | 1:00 | 3.3 | 79 | 3.6
2019-12-30 01:00 | 2:00 | 3.3 | 79 | 4.6
2019-12-30 02:00 | 3:00 | 3.3 | 85 | 3.6
2019-12-30 03:00 | 4:00 | 3.3 | 82 | 5.2
2019-12-30 04:00 | 5:00 | 2.8 | 82 | 4.6
2019-12-30 05:00 | 6:00 | 3.9 | 82 | 4.6
2019-12-30 06:00 | 7:00 | 4.4 | 83 | 4.6
2019-12-30 07:00 | 8:00 | 4.4 | 83 | 7.7
2019-12-30 08:00 | 9:00 | 3.9 | 82 | 7.2
2019-12-30 09:00 | 10:00 | 3.3 | 82 | 7.2
2019-12-30 10:00 | 11:00 | 3.3 | 82 | 9.3
2019-12-30 11:00 | 12:00 | 3.3 | 82 | 7.7
2019-12-30 12:00 | 13:00 | 3.3 | 82 | 7.7
2019-12-30 13:00 | 14:00 | 3.3 | 82 | 10.8
2019-12-30 14:00 | 15:00 | 3.9 | 79 | 14.9
2019-12-30 15:00 | 16:00 | 3 | 81 | 13.4
2019-12-30 16:00 | 17:00 | 3.3 | 79 | 8.8
2019-12-30 17:00 | 18:00 | 3.3 | 82 | 10.3
2019-12-30 18:00 | 19:00 | 3.9 | 79 | 9.3
2019-12-30 19:00 | 20:00 | 3.9 | 82 | 8.8
2019-12-30 20:00 | 21:00 | 2.8 | 82 | 8.2
2019-12-30 21:00 | 22:00 | 4 | 87 | 6.7
2019-12-30 22:00 | 23:00 | 3.9 | 86 | 8.8
2019-12-30 23:00 | 24:00 | 4.4 | 83 | 7.2
2019-12-31 | 1:00 | 5 | 86 | 7.2
2019-12-31 01:00 | 2:00 | 5 | 86 | 8.8
2019-12-31 02:00 | 3:00 | 5.6 | 85 | 9.8
2019-12-31 03:00 | 4:00 | 6 | 87 | 8.8
2019-12-31 04:00 | 5:00 | 6.1 | 86 | 6.7
2019-12-31 05:00 | 6:00 | 6.7 | 82 | 7.2
2019-12-31 06:00 | 7:00 | 6.7 | 82 | 6.7
2019-12-31 07:00 | 8:00 | 6.7 | 85 | 6.7
2019-12-31 08:00 | 9:00 | 6.7 | 85 | 7.2
2019-12-31 09:00 | 10:00 | 4.4 | 86 | 7.7
2019-12-31 10:00 | 11:00 | 4.4 | 86 | 6.2
2019-12-31 11:00 | 12:00 | 3.9 | 86 | 4.6
2019-12-31 12:00 | 13:00 | 3.9 | 82 | 6.7
2019-12-31 13:00 | 14:00 | 3.9 | 82 | 4.1
2019-12-31 14:00 | 15:00 | 3.3 | 82 | 5.2
2019-12-31 15:00 | 16:00 | 3.3 | 82 | 4.6
2019-12-31 16:00 | 17:00 | 3.3 | 82 | 4.1
2019-12-31 17:00 | 18:00 | 3.3 | 82 | 4.6
2019-12-31 18:00 | 19:00 | 3.9 | 79 | 3.6
2019-12-31 19:00 | 20:00 | 3.9 | 79 | 8.8
2019-12-31 20:00 | 21:00 | 3.9 | 79 | 7.7
2019-12-31 21:00 | 22:00 | 3.9 | 79 | 7.7
2019-12-31 22:00 | 23:00 | 4.4 | 76 | 7.2
2019-12-31 23:00 | 24:00 | 4.4 | 76 | 7.2