## HEA
Data from HEA |  |  |  | This is information about the building gathered from one, two, or three years of historical utility billing data, for electricity, water, and natural gas if any. Monthly data is analyzed to determine these parameters. Usage for space heating and cooling are normalized to a year with average weather.
parameter | value | units
eleckWh | 149000 | kWh
gasTherms | 15700 | therms
waterGallons | 954000 | gallons
siteNrgMMBtu | 2112 | MMBtu |  | Total site energy including electricity and natural gas expressed in millions of Btu.
cost | 85000 | dollars |  | Total cost of electric, gas, and water utilities.
EUI | 100.6 | kBtu/ft2 |  | Energy use index. Total energy use from all sources in thousands of Btu per square foot of gross area.
waterGpdBrAll | 62 | gallons per day per bedroom |  | This metric is for residential buildings.
waterGpdBrRes | 62 | gallons per day per bedroom
CO2ekgFt2 | 6 | kg of CO2e per ft2 gross
DHWkWh | 0 | kWh |  | DHW is domestic hot water. This line is for the portion of electricity that is used for heating DHW.
DHWtherms | 6753 | therms |  | This line is for the portion of natural gas that is used for heating DHW.
DHWkBtuFt2 | 32.7 | kBtu/ft2 |  | This line is for the total electricity and gas expressed as kBtu used for heating DHW per square foot of gross area.
spHeatkWh | 0 | kWh |  | Space heat electricity. Even buildings that are heated by natural gas use some electricity for burner fans and controls.
spHeatTherms | 8933 | therms |  | Space heat gas.
spHeatkBtuFt2 | 43.2 | kBtu/ft2 |  | This line is for the total electricity and gas expressed as kBtu used for space heating per square foot of gross area.
spClgkWh | 26169 | kWh |  | Space cooling.
spClgkBtuFt2 | 4.3 | kBtu/ft2
nonHVACkWh | 124000 | kWh |  | Non-HVAC electricity usage is the "baseload" electricity used for lights, appliances, plug loads and similar items. It does not include electricity used for space heating or cooling or for domestic hot water.
nonHVACkBtuFt2 | 20.4 | kBtu/ft2
gasApplTherms | 360 | therms
Monthly electricity usage
units | Jan | Feb | Mar | Apr | May | Jun | Jul | Aug | Sep | Oct | Nov | Dec
kWh | 11734 | 12375.5 | 10536.5 | 9407.8 | 10382.5 | 14363 | 17843 | 18521 | 13590.5 | 10595.2 | 10043 | 10205.5 | Montly profile of total electricity use for the building in a year of average weather, drawn from an analysis of historical billing data.
Monthly gas usage
units | Jan | Feb | Mar | Apr | May | Jun | Jul | Aug | Sep | Oct | Nov | Dec
therms | 2461.379 | 2820.1014 | 1428.7735 | 1363.6346 | 730.1533 | 562.3621 | 434.1231 | 516.3197 | 432.9339 | 1286.6708 | 1397.1045 | 2247.2396 | Montly profile of total gas use for the building in a year of average weather, drawn from an analysis of historical billing data.
Monthly water usage
units | Jan | Feb | Mar | Apr | May | Jun | Jul | Aug | Sep | Oct | Nov | Dec
gallonsAll | 79901.36 | 85227.12 | 63378.04 | 70102.56 | 82870.92 | 89288.76 | 83723.64 | 88069.52 | 73371.32 | 80237.96 | 82205.2 | 75518.08 | Montly profile of total water use for the building, drawn from an analysis of historical billing data.
gallonsRes | 79901.36 | 85227.12 | 63378.04 | 70102.56 | 82870.92 | 89288.76 | 83723.64 | 88069.52 | 73371.32 | 80237.96 | 82205.2 | 75518.08
Unit costs for utilities and CO2 factors
item | value | units
costElectricity | 0.2506 | $ per kWh |  | Unit cost information is extracted from the historical utility billing data. It should be an average of the most recent year. This is a blended average including all energy, demand, and fixed costs.
costGas | 1.22 | $ per therm
costWater | 0.03 | $ per gallon
carbonElectricity | 0.2839 | kg of CO2e per kWh |  | Carbon factors for electricity should be from the state, regional, or national grid. Units are kg of CO2 equivalent per kWh of electricity consumed at the site. The EPA is one source for such factors.
carbonGas | 5.31 | kg of CO2e per therm |  | Carbon factors for natural gas are quite standard. Units are kg of CO2 equivalent per therm consumed at the site.

## Glazing
external shading
facadeName | areaft2 | azimuth | SHGC | Uvalue | miscShading | Jan | Feb | Mar | Apr | May | Jun | Jul | Aug | Sep | Oct | Nov | Dec
facade1 | 373 | 14 | 0.57 | 0.55 | 0.95 | 0.8 | 0.8 | 0.8 | 0.4 | 0.4 | 0.4 | 0.4 | 0.4 | 0.4 | 0.8 | 0.8 | 0.8
facade2 | 208 | 194 | 0.57 | 0.55 | 0.95 | 0.55 | 0.55 | 0.55 | 0.55 | 0.55 | 0.55 | 0.55 | 0.55 | 0.55 | 0.55 | 0.55 | 0.55
facade3 | 2028.75 | 104 | 0.57 | 0.55 | 0.95 | 0.57 | 0.57 | 0.57 | 0.57 | 0.57 | 0.57 | 0.57 | 0.57 | 0.57 | 0.57 | 0.57 | 0.57
facade4 | 445.5 | 284 | 0.57 | 0.55 | 0.95 | 0.5 | 0.5 | 0.5 | 0.5 | 0.5 | 0.5 | 0.5 | 0.5 | 0.5 | 0.5 | 0.5 | 0.5
facade5
facade6
facade7
facade8
comments apply to the input block as a whole and not to individual lines | bar: external shading Jan
For each façade, enter the glazed area, the azimuth of the façade, the solar heat gain coefficient (SHGC), and the U value in Btu/hr-ft2-°F. miscShading is generally fixed at .95 to account for dirt and off normal incident angles. If there are two different types of glazing on one façade, use one row for each type of glazing. Estimate the shading due to trees and buildings for each month for each façade. Ideally this would be based on a shading reading taken with an instrument such as solar pathfinder. At a minimum the buildings and trees that affect each façade should be noted during the site visit. Glazed area is the area of the window unit: frame and glass.

## appliance
Appliance table
ApplianceCategory | ApplianceType | SubType | EfficiencyLevel | EffLevelDescriptor | Quantity | FracUnitsServed
Stove | InUnitGasStoves | no subtype | 1 | 1 standard, 2 Energy Star | 9 | 0.5
Stove | InUnitElectricStoves | no subtype | 2 | 1 standard, 2 Energy Star | 9 | 0.5
Dishwasher | InUnitDishwashers | no subtype | 1 | 1 standard, 2 Energy Star | 18 | 1
Clotheswasher | InUnitClotheswashers | FrontLoadingGreaterThan2_5cubicFeet | 1 | 1 standard, 2 Energy Star | 9 | 0.5
Dryer | InUnitGasClothesDryers | no subtype | 2 | 1 standard, 2 Energy Star | 9 | 0.5
Dryer | InUnitElectricClothesDryers | no subtype | 1 | 1 standard, 2 Energy Star | 1 | 0.25
Clotheswasher | CommonAreaClotheswashers | FrontLoadingGreaterThan2_5cubicFeet | 1 | 1 standard, 2 Energy Star | 1 | 0.5
Dryer | CommonAreaGasClothesDryers | no subtype | 1 | 1 standard, 2 Energy Star | 1 | 0.125
Dryer | CommonAreaElectricClothesDryers | no subtype | 2 | 1 standard, 2 Energy Star | 1 | 0.125
Dishwasher | CommercialDishwashers | no subtype | 1 | 1 standard, 2 Energy Star | 1 | 0.05
Refrigerator | Refrigerators | CEEtier3 | 18 | volume_ft3 | 12 | 0.67
Refrigerator | Refrigerators | Pre1976 | 15 | volume_ft3 | 6 | 0.33
#N/A |  |  |  | #N/A
#N/A |  |  |  | #N/A
#N/A |  |  |  | #N/A
#N/A |  |  |  | #N/A
#N/A |  |  |  | #N/A
drop down for appliance type | efficiency level descriptor | category |  | dropdown menu for in unit clothes washer type
InUnitGasStoves | 1 standard, 2 Energy Star | Stove |  | FrontLoadingLessThan2_5cubicFeet
InUnitElectricStoves | 1 standard, 2 Energy Star | Stove |  | FrontLoadingGreaterThan2_5cubicFeet
InUnitDishwashers | 1 standard, 2 Energy Star | Dishwasher |  | TopLoading
InUnitClotheswashers | 1 standard, 2 Energy Star | Clotheswasher
InUnitGasClothesDryers | 1 standard, 2 Energy Star | Dryer |  | drop down list for refrigerators
InUnitElectricClothesDryers | 1 standard, 2 Energy Star | Dryer |  | Pre1976
Refrigerators | volume_ft3 | Refrigerator |  | from1976to1986
CommonAreaClotheswashers | 1 standard, 2 Energy Star | Clotheswasher |  | from1987to1989
CommonAreaGasClothesDryers | 1 standard, 2 Energy Star | Dryer |  | from1990to1992
CommonAreaElectricClothesDryers | 1 standard, 2 Energy Star | Dryer |  | from1993to2000
CommercialDishwashers | 1 standard, 2 Energy Star | Dishwasher |  | year2001andLater
CommercialOvenElectric | 1 standard, 2 Energy Star | Stove |  | from2001to2004EnergyStar
CommercialGriddleElectric | 1 standard, 2 Energy Star | Stove |  | from2004to2008EnergyStar
from2008toi2010EnergyStar
drop down for appliance category |  |  |  | CEEtier3
Stove
Dishwasher |  |  |  | no subtype
Clotheswasher
Dryer
Refrigerator
Appliance description | ApplianceType |  | EfficiencyLevel | SubType | EnergyType | Code
Standard in-unit electric stove | InUnitElectricStoves |  | 1 | no sub type for this appliance | Electricity | s10
Standard commercial oven electric |  |  | 1 | no sub type for this appliance | Electricity | s20
Standard commercial griddle electric |  |  | 1 | no sub type for this appliance | Electricity | s30
Energy Star in-unit electric stove | InUnitElectricStoves |  | 2 | no sub type for this appliance | Electricity | s40
Energy Star commercial oven electric |  |  | 2 | no sub type for this appliance | Electricity | s50
Energy Star commercial griddle electric |  |  | 2 | no sub type for this appliance | Electricity | s60
Standard in-unit gas stove therms | InUnitGasStoves |  | 1 | no sub type for this appliance | Gas | s70
Standard in-unit gas stove kWh | InUnitGasStoves |  | 1 | no sub type for this appliance | Electricity | s80
High efficiency in-unit gas stove therms | InUnitGasStoves |  | 2 | no sub type for this appliance | Gas | s90
High efficiency in-unit gas stove kWh | InUnitGasStoves |  | 2 | no sub type for this appliance | Electricity | s100
Existing in-unit electric dryer kWh | InUnitElectricClothesDryers |  | 1 | no sub type for this appliance | Electricity | d10
High efficiency in-unit electric dryer kWh | InUnitElectricClothesDryers |  | 2 | no sub type for this appliance | Electricity | d20
Existing common area electric dryer kWh | CommonAreaElectricClothesDryers |  | 1 | no sub type for this appliance | Electricity | d30
High efficiency common area electric dryer kWh | CommonAreaElectricClothesDryers |  | 2 | no sub type for this appliance | Electricity | d40
Existing in-unit gas dryer gas therms | InUnitGasClothesDryers |  | 1 | no sub type for this appliance | Gas | d50
Existing in-unit gas dryer electricity kWh | InUnitGasClothesDryers |  | 1 | no sub type for this appliance | Electricity | d60
High efficiency in-unit gas dryer gas therms | InUnitGasClothesDryers |  | 2 | no sub type for this appliance | Gas | d70
High efficiency in-unit gas dryer electricity kWh | InUnitGasClothesDryers |  | 2 | no sub type for this appliance | Electricity | d80
Existing common area gas dryer gas therms | CommonAreaGasClothesDryers |  | 1 | no sub type for this appliance | Gas | d90
Existing common area gas dryer electricity kWh | CommonAreaGasClothesDryers |  | 1 | no sub type for this appliance | Electricity | d100
High efficiency common area gas dryer gas therms | CommonAreaGasClothesDryers |  | 2 | no sub type for this appliance | Gas | d110
High efficiency common area gas dryer electricity kWh | CommonAreaGasClothesDryers |  | 2 | no sub type for this appliance | Electricity | d120
Existing in-unit dishwasher | InUnitDishwashers |  | 1 | no sub type for this appliance | Electricity | dw10
Existing common area or commercial dishwasher | CommercialDishwashers |  | 1 | no sub type for this appliance | Electricity | dw20
Energy Star in-unit dishwasher | InUnitDishwashers |  | 2 | no sub type for this appliance | Electricity | dw30
Energy Star common area or commercial dishwasher | CommercialDishwashers |  | 2 | no sub type for this appliance | Electricity | dw40
Existing in-unit < 2.5 ft3 clotheswasher | InUnitClotheswashers |  | 1 | FrontLoadingLessThan2_5cubicFeet | Electricity | cw10
Existing in-unit front loading >2.5ft3 clotheswasher | InUnitClotheswashers |  | 1 | FrontLoadingGreaterThan2_5cubicFeet | Electricity | cw20
Existing in-unit top loading >2.5ft3 clotheswasher | InUnitClotheswashers |  | 1 | TopLoading | Electricity | cw30
Existing commercial or common laundry clotheswasher | CommonAreaClotheswashers |  | 1 | FrontLoadingGreaterThan2_5cubicFeet | Electricity | cw40
Energy Star in-unit < 2.5 ft3 clotheswasher | InUnitClotheswashers |  | 2 | FrontLoadingLessThan2_5cubicFeet | Electricity | cw50
Energy Star in-unit front loading >2.5ft3 clotheswasher | InUnitClotheswashers |  | 2 | FrontLoadingGreaterThan2_5cubicFeet | Electricity | cw60
Energy Star in-unit top loading >2.5ft3 clotheswasher | InUnitClotheswashers |  | 2 | TopLoading | Electricity | cw70
Energy Star commercial or common laundry clotheswasher | CommonAreaClotheswashers |  | 2 | FrontLoadingGreaterThan2_5cubicFeet | Electricity | cw80
Refrigerator <1976 | Refrigerators |  |  | Pre1976 | Electricity | r10
Refrigerator 1976-86 | Refrigerators |  |  | from1976to1986 | Electricity | r20
Refrigerator 1987-89 | Refrigerators |  |  | from1987to1989 | Electricity | r30
Refrigerator 1990-92 | Refrigerators |  |  | from1990to1992 | Electricity | r40
Refrigerator 1993-00 | Refrigerators |  |  | from1993to2000 | Electricity | r50
Refrigerator 2001+ | Refrigerators |  |  | year2001andLater | Electricity | r60
Refrigerator 2001-04 Energy Star | Refrigerators |  |  | from2001to2004EnergyStar | Electricity | r70
Refrigerator 2004-08 Energy Star | Refrigerators |  |  | from2004to2008EnergyStar | Electricity | r80
Refrigerator 2008-10 Energy Star | Refrigerators |  |  | from2008toi2010EnergyStar | Electricity | r90
Refrigerator CEE Tier 3 | Refrigerators |  |  | CEEtier3 | Electricity | r100

## Solar
orientation | Jan | Feb | Mar | Apr | May | Jun | Jul | Aug | Sep | Oct | Nov | Dec | Azimuth |  | Weather and solar data |  |  | Boston
solarN | 0.79 | 0.82 | 1.22 | 1.07 | 1.34 | 1.56 | 1.41 | 1.09 | 0.77 | 0.58 | 0.49 | 0.57 | 0 |  | units are kWh/m2-day
solarNE | 0.86 | 0.99 | 1.76 | 1.85 | 2.22 | 2.17 | 2.26 | 1.92 | 1.38 | 0.84 | 0.55 | 0.59 | 45
solarE | 1.83 | 2.07 | 3.03 | 2.71 | 2.97 | 2.69 | 3.03 | 2.74 | 2.51 | 1.92 | 1.34 | 1.15 | 90 |  | Lat, Lng: 42.37, -71.06
solarSE | 3.02 | 3.16 | 3.88 | 3.17 | 3.05 | 2.6 | 3.03 | 3.08 | 3.31 | 2.89 | 2.36 | 2.11 | 135
solarS | 4.12 | 4.2 | 4.19 | 2.99 | 2.5 | 2.13 | 2.42 | 2.83 | 3.57 | 3.68 | 3.28 | 2.96 | 180
solarSW | 2.98 | 3.36 | 3.59 | 3.06 | 2.99 | 2.86 | 3.05 | 3.19 | 3.37 | 2.96 | 2.41 | 2.19 | 225
solarW | 1.57 | 1.92 | 2.57 | 2.55 | 2.97 | 3.17 | 3.2 | 2.86 | 2.43 | 1.65 | 1.22 | 1.15 | 270
solarNW | 0.84 | 0.99 | 1.62 | 1.64 | 2.08 | 2.36 | 2.29 | 1.82 | 1.37 | 0.79 | 0.55 | 0.6 | 315
Enter the solar radiation incident on a vertical surface in kWh/meter square per day for each month for the location of the building. Repeat for 8 orientations. The azimuth's of the 8 orientations are 0, 45, 90, 135, 180, 225, 270, 315. This can be obtained from the PVWatts web site. Enter the location name (city and state as one word) in the top left cell.
linear interp | Jan | Feb | Mar | Apr | May | Jun | Jul | Aug | Sep | Oct | Nov | Dec | Jan | Feb | Mar | Apr | May | Jun | Jul | Aug | Sep | Oct | Nov | Dec
14 | 0.81178 | 0.87289 | 1.388 | 1.3127 | 1.6138 | 1.7498 | 1.6744 | 1.3482 | 0.95978 | 0.66089 | 0.50867 | 0.57622 | 2.757% | 6.45% | 11.04% | 10.31% | 10.53% | 9.361% | 10.89% | 10.51% | 17.05% | 13.95% | 3.81% | 1.092%
194 | 3.7653 | 3.9387 | 4.0033 | 3.0118 | 2.6524 | 2.3571 | 2.616 | 2.942 | 3.5078 | 3.456 | 3.0093 | 2.7204 | -7.712% | -4.401% | -0.9076% | 0.3926% | 3.208% | 4.297% | 3.81% | 0.7534% | -0.9102% | -3.464% | -7.119% | -8.403%
104 | 2.2002 | 2.4091 | 3.2944 | 2.8531 | 2.9949 | 2.662 | 3.03 | 2.8458 | 2.7589 | 2.2218 | 1.6573 | 1.4487 | -3.074% | -0.03688% | 0.7475% | -2.291% | -3.391% | -3.2% | -3.503% | -2.542% | -0.7594% | 0.9899% | -3.08% | -0.7763%
284 | 1.3429 | 1.6307 | 2.2744 | 2.2669 | 2.6931 | 2.918 | 2.9169 | 2.5364 | 2.1002 | 1.3824 | 1.0116 | 0.97889 | 6.578% | 3.864% | 1.086% | -0.575% | -0.6232% | -1.419% | -0.7861% | -0.14% | 0.4891% | 1.65% | 6.48% | 9.988%
from PV Watts
14 | Jan: 0.79; Feb: 0.82; Mar: 1.25; Apr: 1.19; May: 1.46; Jun: 1.6; Jul: 1.51; Aug: 1.22; Sep: 0.82; Oct: 0.58; Nov: 0.49; Dec: 0.57
194 | Jan: 4.08; Feb: 4.12; Mar: 4.04; Apr: 3; May: 2.57; Jun: 2.26; Jul: 2.52; Aug: 2.92; Sep: 3.54; Oct: 3.58; Nov: 3.24; Dec: 2.97
104 | Jan: 2.27; Feb: 2.41; Mar: 3.27; Apr: 2.92; May: 3.1; Jun: 2.75; Jul: 3.14; Aug: 2.92; Sep: 2.78; Oct: 2.2; Nov: 1.71; Dec: 1.46
284 | Jan: 1.26; Feb: 1.57; Mar: 2.25; Apr: 2.28; May: 2.71; Jun: 2.96; Jul: 2.94; Aug: 2.54; Sep: 2.09; Oct: 1.36; Nov: 0.95; Dec: 0.89
pchip
14 | Jan: 0.7974 0.83954 1.3196 1.3042 1.6281 1.7597 1.6831 1.3493; Sep: 0.90924 0.61189 0.49637 0.57203
194 | Jan: 3.9417 4.0774 4.1023 3.0061 2.6128 2.269 2.5488 2.9129; Sep: 3.546 3.5763 3.1468 2.8418
104 | Jan: 2.1854 2.4101 3.3457 2.9044 3.0098 2.6794 3.03 2.8892; Sep: 2.8063 2.2361 1.6417 1.4153
284 | Jan: 1.286 1.5841 2.2671 2.3181 2.8477 3.0749 3.0866 2.6397; Sep: 2.1136 1.3411 0.96656 0.93753
spline
pchip | Jan: 0.65531 0.6962 1.2217 1.2784 1.5969 1.7257 1.6394 1.324; Dec: 0.84436 0.49499 0.38781 0.50809
14 | Jan: 3.9694 4.1296 4.0918 3.0042 2.5729 2.263 2.5177 2.9086; Dec: 3.5721 3.6126 3.1765 2.8693
194 | Jan: 2.1685 2.3978 3.3539 2.9254 3.0956 2.7468 3.1407 2.9258; Dec: 2.8163 2.231 1.6299 1.4085
104 | Jan: 1.2539 1.5384 2.2473 2.2819 2.7761 3.0475 3.03 2.5879; Dec: 2.0714 1.2929 0.93628 0.90862
| N | 0.79 | 0.82 | 1.22 | 1.07 | 1.34 | 1.56 | 1.41 | 1.09 | 0.77 | 0.58 | 0.49 | 0.57
| NE | 0.86 | 0.99 | 1.76 | 1.85 | 2.22 | 2.17 | 2.26 | 1.92 | 1.38 | 0.84 | 0.55 | 0.59
| E | 1.83 | 2.07 | 3.03 | 2.71 | 2.97 | 2.69 | 3.03 | 2.74 | 2.51 | 1.92 | 1.34 | 1.15
| SE | 3.02 | 3.16 | 3.88 | 3.17 | 3.05 | 2.6 | 3.03 | 3.08 | 3.31 | 2.89 | 2.36 | 2.11
| S | 4.12 | 4.2 | 4.19 | 2.99 | 2.5 | 2.13 | 2.42 | 2.83 | 3.57 | 3.68 | 3.28 | 2.96
| SW | 2.98 | 3.36 | 3.59 | 3.06 | 2.99 | 2.86 | 3.05 | 3.19 | 3.37 | 2.96 | 2.41 | 2.19
| W | 1.57 | 1.92 | 2.57 | 2.55 | 2.97 | 3.17 | 3.2 | 2.86 | 2.43 | 1.65 | 1.22 | 1.15
| NW | 0.84 | 0.99 | 1.62 | 1.64 | 2.08 | 2.36 | 2.29 | 1.82 | 1.37 | 0.79 | 0.55 | 0.6

## pumps fans
fansTbl | [13 empty] | List all fans with the appropriate data. This is used to determine the electricity use of the fans and pumps. The energy to condition outside air is determined from the "HVACventilation" inputs.
Name | Quantity | MotorHP | FracConditioned | CalcMethod | Flow_cfm | TotalStaticPressure_inch | FanEfficiency | MotorEfficiency | MotorPowerDraw_KW | AvgSpeed | OperationHoursPerDay | StartMonth | EndMonth
Bath exhaust fans | 20 |  | 1 | InputMotorPower |  |  |  |  | 0.05 | 1 | 1.5 | 1 | 12 | Quantity. Where there are many similar fans, such as bathroom exhaust fans, or identical air handlers, list on one row.
Ventilation fans | 2 | 1 | 0 | ComputeMotorPower | 4000 | 1 | 0.6 | 0.62 |  | 1 | 12 | 10 | 6 | Motor HP. Nominal fan motor horsepower.
fracCond is the fraction of internal gains delivered to conditioned space. fracCond depends on the location of the fan or air handling unit in or out of the building, and the location of the motor in or out of the air stream.
Calc method 1 means the motor input power will be calculated based on the flow and pressure. Calc method 2 is when the input kW is known and entered directly here.
cfm. Full air flow in cubic feet per minute. Needed for calc method 1.
TSPinch. Total static pressure on the fan in inches water gauge. Needed for calc method 1.
fanEff. Fan efficiency.
motorEff. Motor efficiency.
kW. Motor input power draw in kiloWatts, if known. Needed for calc method 2.
avgSpeed. If the fan is variable speed, enter the average speed or flow fraction when it is running as a decimal 0 to 1.
hrsDay. Hours per day the fan is in operation.
startMonth. For fans that operate seasonally, enter the month of the start of the season as a number (January = 1). It is not necessary for the start month to be prior to the end month. For example, an air handler that operates in winter could have a start month of 10 (October), and an end month of 5 (May).
pumpsTbl | 2 | 3 | 4 | 5 | 6 | 7 | 8 | 9 | 10 | 11 | 12 | 13 | 14
pumpName | quantity | motorHP | fracCond | calcMethod | gpm | ftHead | pumpEff | motorEff | kW | avgSpeed | hrsDay | startMonth | endMonth
System pump | 1 | 0.33 | 0 | ComputeMotorPower | 45 | 18.5 | 0.6 | 0.5 |  | 90% | 24 | 10 | 5
DHW recirc pump | 1 | 0.083 | 0 | ComputeMotorPower | 16 | 7 | 0.4 | 0.4 |  | 100% | 24 | 1 | 12 | endMonth. For fans that operate seasonally, enter the month of the end of the season.
CHW pump | 1 | 2 | 1 | InputMotorPower |  |  |  |  | 1.2 | 100% | 24 | 5 | 9
pump4
pump5
pump6
pump7
pump8 | [13 empty] | All fields are the same for pumps except for flow and head.
pump9 | [13 empty] | gpm. Full water flow in gallons per minute. Needed for calc method 1.
pump10 | [13 empty] | ftHead. Pressure head seen by the pump in feet. Needed for calc method 1.
[5 empty] | bhp | kW each | all kW | Jan KWh
drop down list for calculation method |  |  |  |  | 1.0492 | 1.2624 | 2.5249 | 939.2509
ComputeMotorPower
InputMotorPower

## heatcool
heatingSystemName | type | capacity | capUnits | ratedEff1 | eff1Units | ratedEff2 | eff2Units | controlskW | janFrac | febFrac | marFrac | aprFrac | mayFrac | junFrac | julFrac | augFrac | sepFrac | octFrac | novFrac | decFrac
existingGasSys | condensing gas boiler with OA reset | 400 | kBtu/hr | 0.92 |  |  |  | 0.05 | 75% | 75% | 75% | 75% | 75% | 75% | 75% | 75% | 75% | 75% | 75% | 75% | Type. Identify system type using the drop down menu. | heating system efficiency %. Average monthly efficiency of the heating equipment.
heatPump | air source heat pump - <= 6 tons - non-ducted | 120 | kBtu/hr | 4.35 | ASHP heating COP at 47F (AHRI) | 9.2 | ASHP HSPF | 0.06 | 25% | 25% | 25% | 25% | 25% | 25% | 25% | 25% | 25% | 25% | 25% | 25% | Month columns. If there is more than one system, enter the fraction of the heating load served by each system each month. | htg distribution efficiency %. This accounts for losses in distributing the heat from the mechanical space to the conditioned area. Distribution efficiency = 1 - (distribution losses).
[21 empty] | controlskW is the 24 hour average electric draw for controls and any internal pump. This number should be entered for both gas and electric heating equipment. It is the electricity used by on-board controls that does not contribute to heating or cooling. | For cooling, convert HSPF, EER, or SEER to COP or percent.
coolingSystemName | type | capacity | capUnits | ratedEff1 | eff1Units | ratedEff2 | eff2Units | controlskW | janFrac | febFrac | marFrac | aprFrac | mayFrac | junFrac | julFrac | augFrac | sepFrac | octFrac | novFrac | decFrac
coolingSystem | air source heat pump - split system | 40 | tons | 12 | EER2 | 20.2 | SEER | 0.05 | 100% | 100% | 100% | 100% | 100% | 100% | 100% | 100% | 100% | 100% | 100% | 100% | Type. Identify system type using the drop down menu.
Month columns. If there is more than one system, enter the fraction of the cooling load served by each system each month.
controlskW is the 24 hour average electric draw for controls and any internal pump. This number should be entered for both gas (if any) and electric cooling equipment. It is the electricity used by on-board controls that does not contribute to heating or cooling.
HVACefficiency | Jan | Feb | Mar | Apr | May | Jun | Jul | Aug | Sep | Oct | Nov | Dec
heating system efficiency % | 90% | 90% | 90% | 88% | 86% | 86% | 86% | 86% | 86% | 88% | 90% | 90%
htg distribution efficiency % | 70% | 70% | 70% | 70% | 70% | 70% | 70% | 70% | 70% | 70% | 70% | 70%
cooling system efficiency COP | 4.5 | 4.5 | 4.5 | 4.5058 | 4.1468 | 3.9003 | 3.6084 | 3.7195 | 3.9486 | 4.3024 | 4.5 | 4.5
clg distribution efficiency % | 98% | 98% | 98% | 98% | 98% | 98% | 98% | 98% | 98% | 98% | 98% | 98%
HVACdates | Jan: value; Feb: These are the dates the heating and cooling systems are available. Outside of these dates, there will be no heating or cooling energy.
htgStrtDate | Jan: 2023-10-01; Feb: heating season start date in the fall, i.e. September or October
htgEndDate | Jan: 2023-05-15; Feb: heating season end date in the spring.
clgStrtDate | Jan: 2023-05-15; Feb: cooling season start date (spring or summer)
clgEndDate | Jan: 2023-10-15; Feb: cooling season end date (late summer or early fall)
HVACtimes | Jan: value; Feb: Within the monthly format, there is allowance for two time periods each day, allowing for a night setback for heating, or "set up" for cooling.
htg1StrtTime | Jan: 6:00; Feb: time 1 period end time must be after start time. time 1 can vary but is generally daytime hours. The calculation assumes that solar gains occur during time period 1.
htg1EndTime | Jan: 18:00; Feb: time 2 period will be calculated automatically to be all other hours, typically night time.
clg1StrtTime | Jan: 6:00
clg1EndTime | Jan: 18:00
HVACsetpoints | Jan: value
htg1Setpt | Jan: 72; Feb: If there is a setback, htg1Setpt is for "occupied" hours, often day time.
htg2Setpt | Jan: 72; Feb: htg2Setpt is for "unoccupied" hours, often night time. If there is no setback, enter the same value for both setpoints.
clg1Setpt | Jan: 72
clg2Setpt | Jan: 72
targetRHsummer | Jan: 50; Feb: Enter the relative humidity (RH) as a number between 1 and 100 that the cooling system will achieve, either because of dehumidistat control, or simply because the building is effectively cooled. This value will generally be between 50 and 60.
targetRHwinter | Feb: If humidity is controlled in heating season, enter the setpoint relative humidity. If it is not controlled in heating season, do not enter a value.
HVACventilation | Jan: type; Feb: cfm; Mar: hoursDay1; Apr: hoursDay2; May: htgSensEff; Jun: clgTotalEff; Aug: This input block is for supply fans that introduce outdoor to the building, exhaust fans that exhaust air from the building, or air handlers, including ERV's, that do both.
ventilator1 | Jan: ExhaustFan; Feb: 1100; Mar: 0.5; Apr: 0.5
ventilator2 | Jan: SupplyFan; Feb: 400; Mar: 8; Apr: 0; Aug: This information is used to calculate heating and cooling of outdoor air. The electricity used by the fans is calculated elsewhere, so these fans must ALSO be entered in the "fans" inputs.
ventilator3 | bar: Jan to Jun
ventilator4 | Aug: First column. Enter the name of the fan or air handler.
ventilator5 | Aug: type. Use the drop down list to select ventilation type.
ventilator6 | Aug: cfm. Enter the maximum air flow for all fans in each row combined. For example, if row 1 is bath exhaust fans, for 22 units with one fan at 50 cfm each, enter 1100 cfm.
hoursDay1 and hoursDay2 is the total estimated run time per day in time period 1 and time period 2.
For example, if a fan runs 24/7, and time period 1 is 12 hours, and time period 2 is 12 hours, enter 12 for hoursDay1 and hoursDay2.
htgSensEff. This applies only to energy recovery ventilators (ERV's). Sensible efficiency in heating mode.
clgTotalEff. This applies only to energy recovery ventilators (ERV's). Total efficiency in cooling mode.
HeatingSystemEfficiencies
| distribEff | defaultEff | effUnits | efficiency = polynomial function of HWRT or OAT
heating drop down list |  |  |  | ^4 | ^3 | ^2 | ^1 | constant | OAThi | HWSTlo | OATlo | HWSThi | sysDT | PTHP_OATswitch |  | Notes
condensing gas boiler with OA reset | 0.96 | 0.97 | thermal efficiency (gross output / input) | -2.0549e-08 | 1.0204e-05 | -0.0018472 | 0.14282 | -3.0018 | 60 | 120 | 10 | 170 | 15 |  |  | thermal efficiency as function of hot water return temperature
condensing gas boiler without OA reset | 0.93 | 0.97 | thermal efficiency (gross output / input) | -2.0549e-08 | 1.0204e-05 | -0.0018472 | 0.14282 | -3.0018 | 60 | 170 | 10 | 170 | 15 |  |  | thermal efficiency as function of hot water return temperature
non-condensing gas/oil boiler with OA reset | 0.96 | 0.82 | thermal efficiency (gross output / input) | 0 | 0 | 0 | -0.00025 | 0.8925 | 60 | 140 | 10 | 170 | 15 |  |  | thermal efficiency as function of hot water return temperature
non-condensing gas/oil boiler without OA reset | 0.93 | 0.82 | thermal efficiency (gross output / input) | 0 | 0 | 0 | -0.00025 | 0.8925 | 60 | 170 | 10 | 170 | 15 |  |  | thermal efficiency as function of hot water return temperature
condensing gas furnace | 0.925 | 0.92 | AFUE | 0 | 0 | 0 | 0 | 1
non-condensing gas/oil furnace | 0.925 | 0.8 | AFUE | 0 | 0 | 0 | 0 | 1
air source heat pump - <= 6 tons - ducted | Jan: 0.97; Feb: 3.6; Mar: ASHP heating COP at 47F (AHRI); Apr: 0
air source heat pump - <= 6 tons - non-ducted | Jan: 0.99; Feb: 3.6; Mar: ASHP heating COP at 47F (AHRI); Apr: 0
air source heat pump - VRF - >6 tons ducted | 0.97 | 3.25 | ASHP heating COP at 47F (AHRI) | 0 | 1.3571e-05 | -0.00021865 | 0.01921 | 2.0594 | [7 empty] | COP curve as function of OAT wetbulb
air source heat pump - VRF - >6 tons non-ducted | 0.99 | 3.5 | ASHP heating COP at 47F (AHRI) | 0 | 1.3571e-05 | -0.00021865 | 0.01921 | 2.0594 | [7 empty] | COP curve as function of OAT wetbulb
electric resistance | 1 | 0.99 | thermal efficiency (gross output / input) | 0 | 0 | 0 | 0 | 1
PTHP | Jan: 1; Feb: 3.5; Mar: ASHP heating COP at 47F (AHRI); Apr: 0 |  | 35
water source heat pump | 0.96 | 5 | WSHP COP average | 0 | 0 | 0 | 0 | 1
ground source heat pump | 0.96 | 3.5 | GSHP COP average | 0 | 0 | 0 | 0 | 1
none
CoolingSystemEfficiencies
| distribEff | default eff |  | efficiency = polynomial function of outdoor air temperature (°F)
cooling drop down list | Apr: OAT^4; May: OAT^3; Jun: OAT^2; Jul: OAT^1; Aug: constant
window air conditioners | Jan: 1; Feb: 9; Mar: EER
air source heat pump - <5 tons - ducted | Jan: 0.96; Feb: 10; Mar: EER
air source heat pump - <5 tons - non-ducted | Jan: 0.99; Feb: 10; Mar: EER
air source heat pump - VRF - >5 tons ducted | 0.96 | 10.6 | EER | 0 | 9.0585e-06 | -0.0025374 | 0.08177 | 19.4963 |  |  | EER curve as function of OAT wetbulb
air source heat pump - VRF - >5 tons non-ducted | 0.99 | 10.6 | EER | 0 | 9.0585e-06 | -0.0025374 | 0.08177 | 19.4963 |  |  | EER curve as function of OAT wetbulb
PTAC | Jan: 1; Feb: 12; Mar: EER
water source heat pump | Jan: 0.97; Feb: 15; Mar: EER
ground source heat pump | Jan: 0.97; Feb: 21; Mar: EER
water cooled chiller | Jan: 0.97; Feb: 5.5; Mar: IPLV
air cooled chiller | Jan: 0.97; Feb: 3.7; Mar: IPLV
none | bar: Jan to Aug
ventilation drop down list | Jan: heating efficiency drop down list; May: cooling efficiency drop down list; Aug: capacity units drop down list
ExhaustFan | Jan: thermal efficiency (gross output / input); May: EER; Aug: kBtu/hr
SupplyFan | Jan: combustion efficiency; May: EER2; Aug: tons
air handling unit | Jan: AFUE; May: SEER
ERV | Jan: ASHP heating COP at 47F (AHRI); May: SEER2
| ASHP heating COP at 17F |  |  |  | IEER
| ASHP heating COP at 5F |  |  |  | IPLV
ASHP HSPF
WSHP COP average
GSHP COP average
|  | 11.6992 | 13.6778 |  | 9.5745
4.0076

## BGsurfaces
Item | BGwallArea_ft2 | BGwallInsulR | WallInsulDepthBelowGrade_ft | BGfloorArea_ft2 | BGfloorInsulR | BasementDepthBelowGrade_ft | BasementTemp_F | BasementPerimeter_ft | BasementMinDimension_ft | SoilThermalConductivity | GroundSurfaceTempAmplitude_F | GroundMeanAnnualTemp_F | PhaseConstantForTimeLag_days
1stBGsurfaces | 880 | 4 | 4 | 1627 | 5 | 8 | 70 | 100 | 20 | k typical | 22 | 52 | 35
2ndBGsurfaces | 1000 | 0 | 0 | 2000 | 0 | 10 | 70 | 1500 | 25 | k wet, fine grained | 22 | 52 | 35
3rdBGsurfaces
4thBGsurfaces
5thBGsurfaces
Soil thermal conductivity and wall uninsulated R value
soilType | value | units
k typical | 0.8 | Btu/h-ft-°F | These are fixed values of soil conductivity used for calculating below grade heat loss. The user does not need to enter values here, but they are editable by the user.
k well graded | 1.5 | Btu/h-ft-°F
k dry, fine-grained | 0.5 | Btu/h-ft-°F
k damp, fine-grained | 0.7 | Btu/h-ft-°F
k wet, fine grained | 1 | Btu/h-ft-°F
R typical uninsulated concrete walls | 1.47 | hr-ft2-°F/Btu | This is the R value of a standard uninsulated concrete foundation wall, 8" thick, with the interior air film only, for use in below grade heat loss calculation. It is sufficiently close for thicknesses greater or lesser than 8".

## altenv
Building Structure | [11 empty] | Guidance for estimating air leakage rates. | [7 empty] | Table for shielding class |  |  | Table for estimating thermal mass
IntVolumeFt3 | 640000 | Interior volume is based on interior dimensions and excludes partition walls and floors. See PHIUS guidelines. | [9 empty] | Very leaky buildings may have numbers significantly higher than these guidelines.
AirLeakageRate | 0.55 | Estimate air leakage rate or use blower door test results. See guidance for estimates. | [10 empty] | RDH | ASHRAE Fundamentals
AirLeakageRateUnits | cfm50/ft2 | [10 empty] | Condition | CFM50/ft2 | CFM50/ft2
ShieldingClass | 2 | Value from 1 no obstructions to 5 very heavy shielding. See table. | [9 empty] | Tight | 0.19208 | 0.076832
BuildingThermalMass | light | Identify the building construction as "light," "medium," or "heavy." See table. | [9 empty] | Average | 0.53782 | 0.2305
[12 empty] | Leaky | 0.76832 | 0.46099
external shading
Name | OpaqueSurfaceType | Area_ft2 | Rvalue | Azimuth_deg | Tilt_deg | SurfaceEmittance | Jan | Feb | Mar | Apr | May | Jun | Jul | Aug | Sep | Oct | Nov | Dec |  | Notes
eastWall | wall | 4000 | 5.9 | 90 | 90 | 0.9 | 0.8 | 0.8 | 0.8 | 0.4 | 0.4 | 0.4 | 0.4 | 0.4 | 0.4 | 0.8 | 0.8 | 0.8 |  | Net area of opaque surface excluding windows, skylights, doors, and adiabatic surfaces such as a common wall with another unheated building.
southWall | wall | 4000 | 5.9 | 180 | 90 | 0.9 | 0.55 | 0.55 | 0.55 | 0.55 | 0.55 | 0.55 | 0.55 | 0.55 | 0.55 | 0.55 | 0.55 | 0.55
westWall | wall | 4000 | 5.9 | 270 | 90 | 0.9 | 0.57 | 0.57 | 0.57 | 0.57 | 0.57 | 0.57 | 0.57 | 0.57 | 0.57 | 0.57 | 0.57 | 0.57 |  | For a "roof" or "atticFloor" element, this should be the thermal boundary of the building associated with that component. If the building is insulated at the roof, it is the actual roof area, accounting for slope. If there is an attic insulated at the floor level, enter the area of the attic floor.
northWall | wall | 4000 | 5.9 | 0 | 90 | 0.9 | bar: external shading Jan to external shading Dec
northRoof | roof | 3000 | 14 | 0 | 30 | 0.9 | bar: external shading Jan to external shading Dec
southRoof | roof | 3000 | 14 | 180 | 30 | 0.9 | [13 empty] | For a door, this is the area including frame. If the door has a significant area of glass, include the glass area in glazing. | bar: external shading Jan to external shading Dec
mainDoor | door | 40 | 2 | 180 | 90 | 0.9 | 0.55 | 0.55 | 0.55 | 0.55 | 0.55 | 0.55 | 0.55 | 0.55 | 0.55 | 0.55 | 0.55 | 0.55 |  | Overhanging floor refers to the floor of a portion of the building that is cantilevered or overhanging, if any.
sideDoor | door | 22 | 2 | 90 | 90 | 0.9 | 0.8 | 0.8 | 0.8 | 0.4 | 0.4 | 0.4 | 0.4 | 0.4 | 0.4 | 0.8 | 0.8 | 0.8 |  | Enter separate areas for each façade identifying the azimuth and tilt. Walls have a tilt of 90; flat roofs have a tilt of 0.
backDoor | door | 22 | 2 | 0 | 90 | 0.9 | [13 empty] | Areas should be taken from building plans or from field measurements. | bar: external shading Jan to external shading Dec
R values should be calculated based on a knowledge of the construction of the components.
external shading
GlazingType | Name | Quantity | Width_in | Height_in | FrameWidth_in | Uvalue | SHGC | Azimuth_deg | Tilt_deg | Jan | Feb | Mar | Apr | May | Jun | Jul | Aug | Sep | Oct | Nov | Dec | Notes
window | northWindows | 30 | 30 | 54 | 2 | 0.33 | 0.57 | 14 | 90 | 0.8 | 0.8 | 0.8 | 0.4 | 0.4 | 0.4 | 0.4 | 0.4 | 0.4 | 0.8 | 0.8 | 0.8 | For each glazing type, enter the solar heat gain coefficient (SHGC), and the U value in Btu/hr-ft2-°F. If there are two different types of glazing on one façade, use one row for each type of glazing. Estimate the shading due to trees and buildings for each month for each façade. Ideally this would be based on a shading reading taken with an instrument such as solar pathfinder. At a minimum the buildings and trees that affect each façade should be noted during the site visit.
window | southWIndows | 20 | 30 | 54 | 2 | 0.33 | 0.57 | 194 | 90 | 0.55 | 0.55 | 0.55 | 0.55 | 0.55 | 0.55 | 0.55 | 0.55 | 0.55 | 0.55 | 0.55 | 0.55
window | eastWindows | 150 | 40 | 54 | 2 | 0.33 | 0.57 | 104 | 90 | 0.57 | 0.57 | 0.57 | 0.57 | 0.57 | 0.57 | 0.57 | 0.57 | 0.57 | 0.57 | 0.57 | 0.57
window | westWindows | 30 | 30 | 54 | 2 | 0.33 | 0.57 | 284 | 90 | 0.5 | 0.5 | 0.5 | 0.5 | 0.5 | 0.5 | 0.5 | 0.5 | 0.5 | 0.5 | 0.5 | 0.5
skylight | skylights | 10 | 24 | 54 | 2 | 0.4 | 0.6 | 0 | 30 | 1 | 1 | 1 | 1 | 1 | 1 | 1 | 1 | 1 | 1 | 1 | 1 | Enter width and height of window/skylight/curtain wall unit in inches, and the number of identical units on a given façade.
[5 empty] | 2 | [16 empty] | Glazing dimensions are for the window unit, including the glass area and the window frame.
Enter separate areas for each façade identifying the azimuth and tilt. Vertical windows have a tilt of 90; skylights are at roof tilt.
Frame area will be subtracted from window unit area to determine the actual glazed area.
Slab on Grade
Perimeter_ft | Ffactor | Area_ft2
80 | 0.7 | 750 | This is the perimeter of a slab on grade building, or portion of a building that is slab on grade.
The F factor is from a table in ASHRAE standard 90.1. In 90.1-2019 it is in table A6.3.1-1.
The area of the slab on grade is used to determine the total six-sided shell area of the building.
Item | 1stBGsurfaces | 2ndBGsurfaces | 3rdBGsurfaces | Units |  |  | external shading Oct: US map with ground surface temperature amplitudes
BGwallArea | 880 |  |  | ft2 | Below grade wall area of a basement or crawl space if any. Portions of a basement or crawl space wall that are above grade should be entered as a normal wall type.
BGwallInsulR |  |  |  | hr-ft2-°F/Btu
BGfloorArea | 1627 |  |  | ft2 | Below grade floor area of a basement or crawl space. If the building is slab on grade, enter zero here.
BGfloorInsulR | 5 |  |  | hr-ft2-°F/Btu
BasementTempSetpoint | 70 |  |  | F
BasementDepthBelowGrade | 4 |  |  | ft | Or crawl space. If the grade slopes, take an average value.
WallInsulDepthBelowGrade | 4 |  |  | ft | The depth below grade that is insulated, if any.
BasementPerimeter | 100 |  |  | ft | The perimeter of the below grade basement or crawl space.
BasementMinDimension | 20 |  |  | ft | The smallest dimension of the footprint. For a rectangular space, this is just the shortest side.
SoilThermalConductivity | k typical |  |  | Btu/h-ft-°F | Use drop down menu. If not known, the "typical" value is default.
GroundSurfaceTempAmplitude | 22 |  |  | F | This is specific to location, and is found in figure 13 on page 18.40 in the 2021 ASHRAE Fundamentals Handbook, or on page 85 of "Building Foundation Design Handbook," Labs et al., Underground Space Center, University of Minnesota, 1988. See US map with temperatures.
GroundMeanAnnualTemp | 52 |  |  | F | This can be approximated as the mean annual air temperature at a location.
PhaseConstantForTimeLag | 35 |  |  | days | This is used to calculate the ground surface temperature in each month. It is the number of days after January 1 when the ground surface temperature is at a minimum. A value of 35 days should be sufficient for northeastern US. Data from page 81 in "Building Foundation Design Handbook," Labs et al., Underground Space Center, University of Minnesota, 1988.
Soil thermal conductivity and wall uninsulated R value
soilType | value | units
k typical | 0.8 | Btu/h-ft-°F | These are fixed values of soil conductivity used for calculating below grade heat loss. The user does not need to enter values here, but they are editable by the user.
k well graded | 1.5 | Btu/h-ft-°F
k dry, fine-grained | 0.5 | Btu/h-ft-°F
k damp, fine-grained | 0.7 | Btu/h-ft-°F
k wet, fine grained | 1 | Btu/h-ft-°F
R typical uninsulated concrete walls | 1.47 | hr-ft2-°F/Btu | This is the R value of a standard uninsulated concrete foundation wall, with the interior air film only, for use in below grade heat loss calculation.
drop down menu for opaque surface type |  | drop down menu for glazing type
wall |  | window
roof |  | skylight
atticFloor |  | curtainWall
door
overhangingFloor
adiabatic
30
drop down menu for building thermal mass | [6 empty] | external shading Jan: 30; external shading Feb: 26
light | [6 empty] | external shading Jan: 54; external shading Feb: 50
medium | [6 empty] | external shading Feb: 9.0278
heavy | [6 empty] | external shading Feb: 270.8333; external shading Mar: ft2
0.33
drop down menu for shielding class | [6 empty] | external shading Feb: 89.375
1
2
3
4
5

## env
envComp | value | units | Rvalue | Runits |  |  | comments that apply to the input block as a whole
wall1 | 16065 | ft2 | 5.9 | hr-ft2-°F/Btu | 1 | Net wall area excluding windows, doors, and adiabatic surfaces such as a common wall with another unheated building. | Enter areas and R values of all the building envelope components. There is an allowance for up to 3 different types of walls, 3 roof types, 3 glazing types, and 2 door types. The key factor to differentiate types is the thermal resistance. This information should be taken from building plans or from field measurements. R values should be carefully calculated based on a knowledge of the construction of the components. This table also includes the estimated or measured air leakage rate in cfm50/ft2. Information about below grade walls and floors is included for calculating below grade heat loss.
wall2 | 0 | ft2 |  | hr-ft2-°F/Btu | 2
wall3 | 0 | ft2 |  | hr-ft2-°F/Btu | 3
roof1 | 5882 | ft2 | 14.4 | hr-ft2-°F/Btu | 4 | This should be the thermal boundary associated with the roof. If the building is insulated at the roof, it is the actual roof area, accounting for slope. If there is an attic insulated at the floor level, enter the area of the attic floor.
roof2 | 0 | ft2 |  | hr-ft2-°F/Btu | 5
roof3 | 0 | ft2 |  | hr-ft2-°F/Btu | 6
glazing1 | 3055 | ft2 | 2.63 | hr-ft2-°F/Btu | 7 | Glazing area is defined as the dimensions of the window unit, including the glass area and the window frame. This should include the glazing on all facades of the building. The glazing input sheet shows the glazing on each façade.
glazing2 | 0 | ft2 |  | hr-ft2-°F/Btu | 8
glazing3 | 0 | ft2 |  | hr-ft2-°F/Btu | 9 |  | Guidance for estimating air leakage rates. Very leaky buildings may have numbers significantly higher than these guidelines.
doors1 | 140 | ft2 | 2 | hr-ft2-°F/Btu | 10 | Door area including frame. If the door has a significant area of glass, include the glass area in glazing. |  | RDH | ASHRAE Fundamentals
doors2 | 0 | ft2 |  | hr-ft2-°F/Btu | 11 |  | Condition | CFM50/ft2 | CFM50/ft2
exterior floor (overhang) | 0 | ft2 |  | hr-ft2-°F/Btu | 12 | This refers to the floor of a portion of the building that is cantilevered or overhanging, if any. | Tight | 0.19208 | 0.076832
slab perimeter, if slab on grade | 0 | ft | 0.73 | F factor | 13 | This is the perimeter of a slab on grade building, or portion of a building that is slab on grade. The F factor is from a table in ASHRAE standard 90.1. In 90.1-2019 it is in table A6.3.1-1 | Average | 0.53782 | 0.2305
BG wall | 880 | ft2 |  | hr-ft2-°F/Btu | 14 | Below grade wall area of a basement or crawl space if any. Portions of a basement or crawl space wall that are above grade should be entered as a normal wall type. | Leaky | 0.76832 | 0.46099
BG floor | 1627 | ft2 |  | hr-ft2-°F/Btu | 15 | Below grade floor area of a basement or crawl space. If the building is slab on grade, enter zero here.
interior volume / air leakage rate | 640000 | ft3 | 0.55 | cfm50/ft2 | 16 | Interior volume is based on interior dimensions and excludes partition walls and floors. See PHIUS guidelines. Estimate air leakage rate or use blower door test results. See guidance for estimates.
building thermal mass |  |  |  | light | 17 | Identify the building construction as "light," "medium," or "heavy." See table.
basement temperature setpoint | 70 | F |  |  | 18 |  | Table for building thermal mass
basement depth below grade | 4 | ft |  |  | 19 | Or crawl space. If the grade slopes, take an average value.
depth basement wall insulation & R | 4 | ft | 5 | hr-ft2-°F/Btu | 20 | The depth below grade that is insulated, if any.
basement perimeter | 100 | ft |  |  | 21 | The perimeter of the below grade basement or crawl space.
basement floor area & insul if any | 1637 | ft2 | 5 | hr-ft2-°F/Btu | 22 | This is the footprint area of the below grade space and its floor insulation level, if any.
basement minimum dimension | 10 | ft |  |  | 23 | The smallest dimension of the footprint. For a rectangular space, this is just the shortest side.
soil thermal conductivity |  |  |  | k typical | 24 | Use drop down menu. If not known, the "typical" value is default.
ground surface temperature amplitude | 22 | F |  |  | 25 | This is specific to location, and is found in figure 13 on page 18.40 in the 2021 ASHRAE Fundamentals Handbook, or on page 85 of "Building Foundation Design Handbook," Labs et al., Underground Space Center, University of Minnesota, 1988. See US map with temperatures.
ground mean annual temperature | 52 | F |  |  | 26 | This can be approximated as the mean annual air temperature at a location.
phase constant for time lag | 35 | days |  |  | 27 | This is used to calculate the ground surface temperature in each month. It is the number of days after January 1 when the ground surface temperature is at a minimum. A value of 35 days should be sufficient for northeastern US. Data from page 81 in "Building Foundation Design Handbook," Labs et al., Underground Space Center, University of Minnesota, 1988.
stories | 3 |  |  |  | 28 | Maximum of 3.
shielding class | 3 |  |  |  | 29 | Value from 1 no obstructions to 5 very heavy shielding. See table.
area of slab on grade, if any | 0 | ft2 |  |  | 30 | If there is slab on grade, enter the area of the slab for use in calculating shell area.
Soil thermal conductivity and wall uninsulated R value
soilType | value | units
k typical | 0.8 | Btu/h-ft-°F |  | These are fixed values of soil conductivity used for calculating below grade heat loss. The user does not need to enter values here.
k well graded | 1.5 | Btu/h-ft-°F
k dry, fine-grained | 0.5 | Btu/h-ft-°F
k damp, fine-grained | 0.7 | Btu/h-ft-°F
k wet, fine grained | 1 | Btu/h-ft-°F
R typical uninsulated concrete walls | 1.47 | hr-ft2-°F/Btu |  | This is the R value of a standard uninsulated concrete foundation wall, with the interior air film only, for use in below grade heat loss calculation. |  |  | Table for shielding class
drop down menu for building thermal mass
light
medium
heavy
US map with ground surface temperature amplitudes

## waterDHW
DHWsystem | Primary system |  | System 2 |  | System 3
DHWsystemInput | Value1 | Data1 | Value2 | Data2 | Value3 | Data3 |  | Information about the domestic hot water (DHW) system equipment.
WaterHeaterType |  | GasFiredTank |  | ElectricTank |  |  |  | Use drop down menu in the units column.
DHWrecirculation | 1 | 0 no or 1 yes | 0 | 0 no or 1 yes |  | 0 no or 1 yes
RecircLoopType |  | Average |  | Average |  |  |  | Used to estimate the magnitude of heat loss from the recirculation piping
ColdWaterMinTempFeb_F | 44 | °F | 44 | °F |  | °F |  | Minimum temperature of the water in the water mains entering the building. The minimum occurs in February in the northern hemisphere. |  |  |  | 44F
ColdWaterMaxTempAug_F | 66 | °F | 66 | °F |  | °F |  | Maximum temperature of the water in the water mains entering the building, occurring in August. |  |  |  | 66F
HeaterOutputTemp_F | 125 | °F | 130 | °F |  | °F |  | The temperature of the hot water tank or heater output for most uses, such as kitchens and bathrooms.
HeaterOutputTempCommlKitchen_F | 140 | °F | 140 | °F |  | °F |  | The temperature of the hot water tank or heater output for a commercial kitchen, if any is present, usually 140F.
SteadyStateEfficiency | 70% |  | 92% |  |  |  |  | Steady state efficiency of the DHW heater.
EfficiencySeasonalAmplitude | 0% |  | 0% |  |  |  |  | This factor allows the DHW heater to be more efficient in warmer temperatures (summer), if in fact that is the case. If efficiency is constant, enter 0. An entry of 10% indicates that the heater will be 10% more efficient in the warmest month (July) vs. the coldest month (January).
CircLossesJulyFracOfLoad | 20% |  | 10% |  |  |  |  | In larger buildings the DHW system experiences heat loss in the network of distribution piping. This is estimated as a fraction of the heat load at the point of use. Default for a mid size multifamily building with recirculation is 20%.
CircLossesSeasonalAmplitude | 10% |  | 10% |  |  |  |  | This circulation heat loss is greater when the ambient temperatures in the building are colder, in winter. A default value is 10% for the Boston area.
CircLossesFracCond | 100% |  | 50% |  |  |  |  | This reflects the extent to which heat lost from DHW piping will contribute to heating the building in winter, and add to the cooling burden in summer. In many cases this will be near 100%. If piping is located in uninsulated exterior chases, crawl spaces, or attics, the number may be much lower.
ControlskW | 0.05 |  | 0.01
FractionBuildingLoadServed | 0.75 |  | 0.25 |  | 0
Quantity
[5 empty] | numUnits | 18
PlumbingFixture |  |  |  |  | numOcc | 60 | [7 empty] | Table for waterDHWfixture
FixtureType | Gallons | GallonUnits | Uses | UsesUnits | UseTemp_F | FractionTotal |  | Information about the plumbing fixtures and water usage. See table for recommended values.
Toilets | 1.28 | gal/flush | 5 | flush/day/person |  | 40% | 56064 | [6 empty] | References for residential total and hot water usage
Urinals | 0.5 | gal/flush | 0 | flush/day/person |  | 100% | 0 | [8 empty] | Standard | Energy Star |  | Standard | Energy Star
BathroomSink | 0.5 | gpm | 5 | minutes/day/person | 95 | 100% | 54750 | gpm is gallons per minute flow rate. Tuse is the temperature at the point of use when cold and hot water have been mixed. | [7 empty] | gal/year | gal/year |  | model | model
KitchenSink | 1 | gpm | 7 | minutes/day/person | 95 | 100% | 153300 | [6 empty] | Dishwasher |  | 1290 | 860 | E Star MFHR | 5 | 4.25 | gal/cycle
Shower | 1.25 | gpm | 12 | minutes/day/person | 99 | 100% | 328500 | Tuse for showers is typically 95-100F. | [5 empty] | In unit clothes washer |  | 12179 | 5637 | Simulation Guidelines
InUnitDishwasher | 5 | gal/cycle | 2 | cycles/wk/apartment | 120 | 100% | 9360 | gallons per cycle, i.e. gallons per time the dishwasher is run, and cycles per week per apartment. | [5 empty] | Common area clothes washer |  | 29515 | 13661 |  | 31.0684 | 14.38 | gal/cycle
InUnitClotheswasher | 16 | gal/load | 2 | loads/wk/apartment | 90 | 100% | 29952 | [6 empty] | Estimated fraction of hot water for clothes washers |  |  |  | 20%
CommonAreaClotheswasher | 28 | gal/load | 2 | loads/wk/apartment | 100 | 100% | 52416 | [6 empty] | Common area clothes washer |  | 950 | loads per year, each machine |  | 2.6027 |  | uses/day
CommercialKitchenSink | 2.5 | gpm | 0 | minutes/day/person | 95 | 100% | 0
CommercialDishwasher | 15 | gal/cycle | 2 | cycles/wk/apartment | 140 | 100% | 28080 | [6 empty] | # of Toilet Flushes / Day / Person | 5.05 | flushes | LEED Homes v4 Reference Guide page 133; also, 2014 REUWS; THIS NUMBER MAY BE LOW
Irrigation | 20000 | gal annual |  | not used |  | 100% | 20000 | Water used annually for irrigation. Enter zero if no use. | [5 empty] | # of Minutes per Shower | 8.2 | minutes | http://www.bbc.com/news/science-environment-15836433
CoolingTower | 10000 | gal annual |  | not used |  | 100% | 10000 | Water used cooling tower(s) if any are present. Enter zero if no use. | [5 empty] | # of Showers per person per week | 7 | showers | LEED Homes V4 Reference Manual page 133; elderly, assumes 4
Other | 0 | gal annual |  | not used |  | 100% | 0 | Water used for for any purpose not listed. Enter zero if no use. | [5 empty] | Faucet # of Minutes per Person per Day | 5 | minutes | LEED Homes V4 Reference Manual page 133
Toilets | 3.6 | gal/flush | 5 | flush/day/person |  | 60% | 236520
None |  | not used |  | not used |  | 100%
None |  | not used |  | not used |  | 100%
None |  | not used |  | not used |  | 100%
None |  | not used |  | not used |  | 100%
Norms for hot water fraction
DHWtanks | [13 empty] | 0% | ...of Toilet water is DHW
TankName | Quantity | Volume_gal | TankTemp_F | RefTemp_F | PercentLossHr | HoursHot | FracCond | ControlskW |  | List all the DHW tanks, both those that are directly heated and those that are indirectly heated. |  |  | 20% | ...of Clothes Washer Water is DHW (see Mayer REUWS 2014)
indirectTank | 1 | 215 | 150 | 70 | 1 | 8760 | 0.1 | 0.05 |  | refTempF. Reference temperature is the average temperature in °F of the room where the equipment is located. |  |  | 100% | ...of Dishwasher water is DHW (see Mayer REUWS 2014)
gasFiredTanks | 3 | 130 | 150 | 70 | 1 | 8760 | 0.1 | 0.05 |  | percentLossHr. Default percent heat loss per hour is 1.0%. This value can usually be obtained or calculated from manufacturer's specs. |  |  | 66% | ...of Shower water is DHW (see Mayer REUWS 2014)
[10 empty] | hrsHot. The number of hours in a year that the tanks are hot. The default hours hot is 8760, i.e. the tanks are hot 100% of the time, which is generally the case. |  |  | 57% | ...of Faucet water is DHW (see Mayer REUWS 2014)
[11 empty] | default fraction of heat loss to conditioned space is 0, i.e the mechanical room heat does not move to conditioned areas. |  |  | 12% | ...of Leaks water is DHW (see Mayer REUWS 2014)
fracCond. Fraction of heat lost from tanks that enters conditioned space, and will therefore contribute to heating the building in winter, and add to the cooling burden in summer.
DHWpipesMechRm |  |  |  |  | 12566.0448 | [5 empty] | controlskW. The 24 hour average electric draw for controls and any internal pump. This value should be entered for both gas and electric heaters. |  |  | Average for multifamily buildings is ~70 Gal/bedroom/day. Anything over 100 gal/bedroom/day is high for any type of building.
PipeDiameter_inch | PipeType | HoursHot | Length_ft |  | 22794.2208 |  | Heat loss from pipes in the mechanical room of the building. Heat loss from distribution and recirculation pipes is estimated separately.
1.5 | CopperInsul | 8760 | 120 |  |  |  | Enter the linear feet of pipe of the correct type and diameter. | [6 empty] | Default recommendations for new low flow plumbing
4 | CopperInsul | 8760 | 80 |  | 26700.48 |  | Leave blank or enter 0 if there is no pipe of that type. | [6 empty] | Toilets .8 gpf
[5 empty] | 33918.72 |  | copBareFt. Linear feet of bare copper pipe. | [6 empty] | Bathroom lavatory faucet 1.0 gpm
[7 empty] | copInsulFt. Linear feet of insulated copper pipe. This is generic and does not factor the thickness of the insulation. | [6 empty] | Shower 1.5 gpm
[7 empty] | hrsHot. The number of hours in a year that the pipes are hot. The default hours hot is 8760, i.e. the tanks are hot 100% of the time. If the system is not heavily used, the pipes may be hot less than 100% of the time. | [6 empty] | Kitchen faucet 1.5 gpm
[14 empty] | Type of Fixture |  |  |  |  | Average Use Temperature
[14 empty] | Shower - Actual Bathing Use |  |  |  |  | 98.9617
[14 empty] | Shower - Structural Waste (per Lutz and Sherman) |  |  |  |  | 103.9573
[14 empty] | Shower - Behavioural Waste (47 seconds of shower duration Sherman 2014 with LBNL/Lutz data) |  |  |  |  | 103.9573
[14 empty] | Bathroom Faucets |  |  |  |  | 95
[14 empty] | Bathroom Faucets - Structural Waste (Selover 2010) |  |  |  |  | 95
pipeHeatLoss140F | [13 empty] | Kitchen Faucets |  |  |  |  | 95
PipeDiameter_inch | CopperBare | CopperInsul | SteelBare | Steelnsul | Units |  | This is fixed data from engineering references. | [6 empty] | Kitchen Faucets - Structural Waste (Selover 2010) |  |  |  |  | 95
0.375 |  |  |  |  | Btu/hr-lin ft
0.5 | 22 | 15 | 35 | 15 | Btu/hr-lin ft |  | This is heat loss from pipes of the type indicated in Btu/hr per linear foot, when the interior temperature of the fluid is 140F, and the ambient temperature is 70F. | [6 empty] | Mayer, DeOreo, Van Decker, Schein, Klein, Sherman, Dryden, Brook, Stone, Selover, Lutz, Ownby and Armstrong
0.75 | 30 | 17.7 | 43 | 17 | Btu/hr-lin ft |  | Additional tables will be added for other temperatures. | [6 empty] | REUWS 1999 and 2013 Indoor and Domestic Hot Water Use Calculator for a One Occupant Household, Assuming EPA WaterSense Efficiency Fixtures or Better
1 | 38 | 20.3 | 53 | 19 | Btu/hr-lin ft
1.25 | 45 | 23.4 | 65 | 21 | Btu/hr-lin ft
1.5 | 53 | 25.4 | 73 | 25 | Btu/hr-lin ft
2 | 66 | 29.6 | 91 | 28 | Btu/hr-lin ft
2.5 | 80 | 33.8 | 108 | 32 | Btu/hr-lin ft
3 | 94 | 39.5 | 129 | 38 | Btu/hr-lin ft
4 | 120 | 48.4 | 163 | 46 | Btu/hr-lin ft
5 |  |  |  |  | Btu/hr-lin ft
6 |  |  |  |  | Btu/hr-lin ft
8 |  |  |  |  | Btu/hr-lin ft
DHW drop down list | Recirc loop type drop down list |  |  | Pipes diameter drop down list |  | Pipe type and insulation drop down list
GasFiredHeaterWithIndirectTank | CompactInsulated |  |  | 0.375 |  | CopperBare
GasFiredTank | Average |  |  | 0.5 |  | CopperInsul
DemandGas | LongRunsPoorlyInsulated |  |  | 0.75 |  | SteelBare
OilFiredTank |  |  |  | 1 |  | Steelnsul
OilFiredHeaterWithIndirectTank |  |  |  | 1.25
PropaneFiredTank |  |  |  | 1.5 |  |  | 25530 | 0.75 | 19147.5
PropaneFiredHeaterWithIndirectTank |  |  |  | 2 |  |  | 8152 | 0.75 | 6114
DemandPropane |  |  |  | 2.5 |  |  | 3157 | 1 | 3157
ElectricTank |  |  |  | 3 |  |  |  |  | 28418.5
DemandElectric |  |  |  | 4
HeatPumpWaterHeater |  |  |  | 5 |  |  | 25530 | 0.25 | 6382.5
|  |  |  | 6 |  |  | 8152 | 0.25 | 2038
Plumbing fixture drop down list | GallonUnits | UsesUnits |  | 8 |  |  | 526 | 1 | 526
Toilets | gal/flush | flush/day/person | [6 empty] | 8946.5
Urinals | gal/flush | flush/day/person
BathroomSink | gpm | minutes/day/person
KitchenSink | gpm | minutes/day/person
Shower | gpm | minutes/day/person
InUnitDishwasher | gal/cycle | cycles/wk/apartment |  |  | 1.5 |  | 120 |  |  | 8760
InUnitClotheswasher | gal/load | loads/wk/apartment |  |  | 2
CommonAreaClotheswasher | gal/load | loads/wk/apartment |  |  | 2.5
CommercialKitchenSink | gpm | minutes/day/person |  |  | 3
CommercialDishwasher | gal/cycle | cycles/wk/apartment |  |  | 4 |  | 80 |  |  | 8760
Irrigation | gal annual | not used
CoolingTower | gal annual | not used
Other | gal annual | not used
None | not used | not used

## siteMsmnts
siteMsmnts
item | average | max | min | number | units | Measurements from a site audit.
toilets | 1.3 |  |  |  | gpf
bathroom sinks | 0.5 |  |  |  | gpm
kitchen sinks | 2.2
showers | 1.33 |  |  |  | gpm
temperature of hot water | 102 | 120 | 84 |  | °F
bathroom exhaust fans |  |  |  |  | cfm
kitchen exhaust fans |  |  |  |  | cfm
interior temperatures |  |  |  |  | °F

## applData
These data tables are fixed and do not normally need to be adjusted by the user. Data is from RESNET standards, Energy Star and LEED simulation guidelines, and the EPA appliance and commercial kitchen calculators. In general this data allows for a “standard” or non Energy Star appliance, vs. high efficiency or Energy Star. If there is a new appliance of higher efficiency that has to be modeled, such as a condensing clothes dryer, the “high efficiency” values in the table could be altered with manufacturer’s data.
stoveDataTbl
modelType | constant | avgNumBRmult | intGainsSensFrac | intGainsLatFrac
Existing in-unit electric | 331 | 39 | 0.4 | 0.3
Existing commercial oven electric |  |  | 0.4 | 0.3
Existing commercial griddle electric |  |  | 0.4 | 0.3
Energy Star in-unit electric | 331 | 39 | 0.4 | 0.3
Energy Star commercial oven electric |  |  | 0.4 | 0.3
Energy Star commercial griddle electric |  |  | 0.4 | 0.3
in-unit gas stove therms | 22.6 | 2.7 | 0.3 | 0.2
in-unit gas stove kWh | 22.6 | 2.7 | 1 | 0
dishwasherDataTbl
modelType | machineEnergykWhCycle | intGainsSensFrac | intGainsLatFrac
Existing in-unit | 0.63 | 0.6 | 0.15
Existing common area or commercial | 1 | 0.6 | 0.15 |  | From EPA Appliance Calculator
Energy Star in-unit | 0.55 | 0.6 | 0.15 |  | There are many types of commercial dishwashers. The EPA commecial kitchen equipment calculator can be used.
Energy Star common area or commercial | 1 | 0.6 | 0.15 |  | https://www.energystar.gov/sites/default/files/asset/document/appliance_calculator.xlsx
clothesWasherDataTbl
modelType | machineEnergykWhLoad | intGainsSensFrac | intGainsLatFrac
Existing in-unit < 2.5 ft3 | 0.42 | 0.8 | 0 |  | From EPA Appliance Calculator
Existing in-unit front loading >2.5ft3 | 0.43 | 0.8 | 0 |  | https://www.energystar.gov/sites/default/files/asset/document/appliance_calculator.xlsx
Existing in-unit top loading >2.5ft3 | 0.97 | 0.8 | 0
Existing commercial or common laundry | 0.61 | 0.8 | 0
Energy Star in-unit < 2.5 ft3 | 0.28 | 0.8 | 0
Energy Star in-unit front loading >2.5ft3 | 0.32 | 0.8 | 0
Energy Star in-unit top loading >2.5ft3 | 0.59 | 0.8 | 0
Energy Star commercial or common laundry | 0.25 | 0.8 | 0
refrigeratorDataTbl
year | kWhAnnl | factor | intGainsSensFrac | intGainsLatFrac | This is for an 18ft3 refrigerator. Divide by 18 and multiply by fridge size in ft3.
<1976 | 1800 | 100 | 1 | 0 | https://michaelbluejay.com/electricity/refrigerators.html
1976-86 | 1400 | 75 | 1 | 0
1987-89 | 950 | 55 | 1 | 0 | refrigerator annual consumption is estimated as annual kWh for the age class plus
1990-92 | 900 | 50 | 1 | 0 | cubic feet minus 22 times factor
1993-00 | 700 | 40 | 1 | 0 | for an 18 ft3 2001-4 refrigerator |  |  | 330 | kWh
2001+ | 500 | 35 | 1 | 0 | seems too low
2001-04 Energy Star | 450 | 30 | 1 | 0
2004-08 Energy Star | 425 | 25 | 1 | 0
2008-10 Energy Star | 400 | 20 | 1 | 0
CEE Tier 3 | 350 | 20 | 1 | 0
dryerDataTbl
modelType | constant | avgNumBRmult | factorF | intGainsSensFrac | intGainsLatFrac
in-unit electric dryer kWh | 418 | 139 | 1 | 0.15 | 0.05 |  | Resnet, same for in-unit as for common area dryers
common area electric dryer kWh | 418 | 139 | 1 | 0.15 | 0.05 |  | Internal gains fractions from Energy Star modeling guidelines
high efficiency in-unit electric dryer kWh | 418 | 139 | 1 | 0.15 | 0.05 |  | Resnet does not use the F factor
high efficiency common area electric dryer kWh | 418 | 139 | 1 | 0.15 | 0.05 |  | Average apartment use is determined by average number of bedrooms = (total # BR)/(total # apartments)
in-unit gas dryer electricity kWh | 41 | 11.7 | 1 | 1 | 0 |  | This is multiplied by the number of apartments
common area gas dryer electricity kWh | 41 | 11.7 | 1 | 1 | 0 |  | Need data for high efficiency electric dryers
in-unit gas dryer gas therms | 18.8 | 5.3 | 1 | 0.1 | 0.05
common area gas dryer gas therms | 18.8 | 5.3 | 1 | 0.1 | 0.05
NOT USED
electricClothesDryerDataTbl
modelType | Default capacity (ft3) | avgLoadLbs | stdCEF | EStarCEF | intGainsSensFrac | intGainsLatFrac |  | CEF - combined energy factor - pound of average load weight per kWh/yr
Ventless or Vented Electric, Standard ≥ 4.4 ft3 | 5 | 8.45 | 3.1108 | 3.93 | 0.15 | 0.05 |  | From EPA Appliance Calculator
Ventless or Vented Electric, Compact (120V) < 4.4 ft3 | 3 | 3 | 3.0107 | 3.8 | 0.15 | 0.05 |  | https://www.energystar.gov/sites/default/files/asset/document/appliance_calculator.xlsx
Vented Electric, Compact (240V) < 4.4 ft3 | 3 | 3 | 2.7272 | 3.45 | 0.15 | 0.05 |  | user has to define: if dryer is more or less than 4.4 ft3
Ventless Electric, Compact (240V) < 4.4 ft3 | 3 | 3 | 2.1267 | 2.68 | 0.15 | 0.05 |  |  | and if it is vented or ventless
CEF is pound of average load weight per kWh/yr | [8 empty] | and if it is 120 or 240 V
modelType | annualkWh_therms | intGainsSensFrac | intGainsLatFrac
Existing in-unit electric | 604 | 0.4 | 0.3
Existing commercial oven electric |  | 0.4 | 0.3
Existing commercial griddle electric |  | 0.4 | 0.3
Energy Star in-unit electric | 604 | 0.4 | 0.3
Energy Star commercial oven electric |  | 0.4 | 0.3
Energy Star commercial griddle electric |  | 0.4 | 0.3
in-unit gas stove therms | 45 | 0.3 | 0.2
Not using these values
Appliance electricity/gas | a | b | c | intGainsSensFrac | intGainsLatFrac
In-unit electric range/oven kWh | 331 |  | 39 | 0.4 | 0.3
In-unit electric clothes dryer kWh | 524 |  | 149 | 0.15 | 0.05
In-unit dish washer kWh | 78 |  | 31 | 0.6 | 0.15
In-unit clothes washer kWh | 38 |  | 10 | 0.8 | 0
In-unit gas range/oven therms | 22.6 |  | 2.7 | 0.3 | 0.2
In-unit gas range/oven kWh | 22.6 |  | 2.7 | 1 | 0
In-unit gas clothes dryer therms | 18.8 |  | 5.3 | 0.1 | 0.05
In-unit gas clothes dryer kWh | 41 |  | 11.7 | 1 | 0
RESNET kWh or therms = a + b*CFA + c*#BR

## bldg
basics |  |  |  |  | Basic building information such as square footage, number of residences, number of bedrooms, project name, etc.
buildingInput | value | effLevel | data
Name |  |  | testBuilding | 1
GrossArea_ft2 | 20669 |  |  | 2 | Gross building area based on exterior dimensions.
GrossCondArea_ft2 | 20669 |  |  | 3 | Gross area that is heated, i.e. normally excludes basements and garages.
IntCondArea_ft2 | 18602 |  |  | 4 | Area based on interior dimensions and excluding wall partitions. Use PHIUS guidelines for this.
BldgPercentAreaCooled | 100 |  |  | 5 | Fraction of gross area that is cooled as integer 0 to 100
BldgNumberOfUnits | 18 |  |  | 6 | Number of dwelling units.
BldgNumberOf1BRunits | 0 |  |  | 7 | Number of one bedroom dwelling units.
BldgNumberOf2BRunits | 15 |  |  | 8
BldgNumberOf3BRunits | 0 |  |  | 9
BldgNumberOf4BRunits | 3 |  |  | 10
BldgNumberOfOccupants | 60 |  |  | 11 | If known. If not known, leave this blank and occupancy will be estimated based on "bedrooms plus one."
BldgPopulationType |  |  | mixed | 12
BldgNumberOf Stories | 4 |  |  | 13
BldgYearOfConstruction | 1940 |  |  | 14
ThermalMass |  |  | light | 15
IntVolume_ft3 | 640000 |  |  | 16
AirLeakageRate_cfm50perFt2 | 0.55 |  |  | 17
ShieldingClass | 3 |  |  | 18 | number 1 to 5
HeatSeasonStartDate | 2023-09-20 |  |  | 19
HeatSeasonEndDate | 2023-06-01 |  |  | 20
CoolSeasonStartDate | 2023-05-15 |  |  | 21
CoolSeasonEndDate | 2023-10-15 |  |  | 22
HVACstartTimePeriod1 | 6 |  |  | 23 | hour as 0 to 23 integer
HVACendTimePeriod1 | 18 |  |  | 24
Heat1Setpt_F | 72 |  |  | 25
Heat2Setpt_F | 72 |  |  | 26
Cool1Setpt_F | 72 |  |  | 27
Cool2Setpt_F | 72 |  |  | 28
TargetRHsummer | 50 |  |  | 29 | integer 0 to 100 | goes in HEA?
TargetRHwinter | 40 |  |  | 30 | integer 0 to 100 | BaseloadAdjustmentForElectricHeatingCooling
EnergySourceForDHW |  |  | gas | 31 |  | BaseloadElectricityAmplitude
InUnitGasStoves | 9 | 1 |  | 32 | 1 for not Energy Star, 2 for Energy Star
InUnitElectricStoves | 9 | 2 |  | 33 | 1 for not Energy Star, 2 for Energy Star
InUnitDishwashers | 18 | 1 |  | 34
InUnitClotheswashers | 2 | 1 |  | 35
TypeOfInUnitClotheswashers | 3 |  | TopLoading | 36 | 1 <2.5ft3, 2 >2.5ft3 front loading, 3 is top loading >2.5ft3
InUnitGasClothesDryers | 9 | 1 |  | 37
InUnitElectricClothesDryers | 9 | 2 |  | 38
Refrigerators | 18 |  |  | 39
SizeOfRefrigerators_ft3 | 18 |  |  | 40 | between 15 and 25 ft3
RefrigeratorVintage |  |  | from2001to2004EnergyStar | 41
CommonAreaClotheswashers | 2 | 1 |  | 42
CommonAreaGasClothesDryers | 1 | 1 |  | 43
CommonAreaElectricClothesDryers | 1 | 1 |  | 44
CommercialDishwashers | 0 | 1 |  | 45
Year of manufacture | kWh/year | Factor | drop down list
Pre1976 | 2200 | 100 | Pre1976
1976-86 | 1700 | 75 | from1976to1986
1987-89 | 1150 | 55 | from1987to1989
1990-92 | 1100 | 50 | from1990to1992
1993-00 | 850 | 40 | from1993to2000
2001+ | 600 | 35 | year2001andLater
2001-04 Energy Star | 550 | 30 | from2001to2004EnergyStar
2004-08 Energy Star | 525 | 25 | from2004to2008EnergyStar
2008-10 Energy Star | 500 | 20 | from2008toi2010EnergyStar
CEE Tier 3 | 425 | 20 | CEEtier3
from original audit calc sheet |  | calculator adds or subtracts "Factor" for each CF above or under 22
https://michaelbluejay.com/electricity/refrigerators.html
Building population type enumeration list
mixed
elderly
families
drop down menu for building thermal mass
light
medium
heavy
dropdown menu for energy source
electricity
gas
propane
oil
wood
none

## spaces
spaceTypes | W/ft2 | W/ft2 | Btu/hr-person |  | hours | hours | hours | ft2 | Identify the space types in the building, and the area of each. This generally requires measurements from building floor plans.
SpaceType | LPD_Wft2 | EPD_Wft2 | SensGain_BtuHrPerson | LatGain_BtuHrPerson | LgtEFLHday | EquipEFLHday | PeopleEFLHday | Ft2person
Residential | 0.9 | 0.5 | 250 | 200 | 3 | 5.8 | 16.55 | 450 | Enter the area of each space type. This is used to calculate the internal gains
Corridor | 1 | 0 | 250 | 200 | 24 | 9 | 0.8 | 3000 | due to lights, miscellaneous equipment, and people. Enter zero if a space type is not present.
Stairwell_Elevator | 1.4 | 1.37 | 250 | 200 | 24 | 9 | 0.8 | 3000
Common area | 0.69 | 0.2 | 250 | 200 | 9 | 9 | 7.1 | 200 | Lighting and equipment power densities for each space type, as well as the sensible and latent gains from people.
Mechanical | 1.3 | 1.2 | 250 | 200 | 2.082 | 9 | 0.8 | 10000 | These are standard values used in energy modeling, however the user can and in some cases should edit these values as dictated by particular circumstances.
Office_Lounge | 0.5 | 0.2 | 250 | 200 | 10.5 | 14.1 | 9.2 | 200 | The lighting values should reflect the findings from an on-site energy audit, or from lighting plans.
Laundry | 1.2 | 0.74 | 250 | 200 | 15.2 | 2.4 | 3.2 | 100 | If necessary for best accuracy, the lighting power density for a sample of spaces can be calculated based on the actual fixture
Restroom | 0.9 | 0 | 250 | 200 | 16 | 9 | 0.8 | 33 | wattages and the area of the spaces, where fixture wattages are determined from an audit or from lighting plans.
Fitness | 0.9 | 0.59 | 250 | 200 | 8.6333 | 8.6333 | 0.8 | 1000 | Lighting power density (LPD) for commercial spaces is from ASHRAE standard 90.1-2016.
Retail | 0.69 | 0.5 | 250 | 200 | 8.6333 | 11.3833 | 5.8333 | 66.6667 | Equipment power density (EPD) is from COMNET.
Restaurant | 1.4 | 1.37 | 250 | 200 | 14.55 | 3.95 | 8.4 | 14.2857
Theater | 1.2 | 0.74 | 250 | 200 | 11.85 | 11.55 | 6.81 | 10
School | 1.2 | 0.69 | 250 | 200 | 14.4 | 13.8 | 8.35 | 40
Storage | 1.1 | 1.5 | 250 | 200 | 2.082 | 9 | 0.8 | 10000
Unconditioned | 0 | 0 | 250 | 200 | 0 | 0 | 0 | 10000 | If entering space here, enter the lighting and equipment power densities.
| 0 | 0 | 250 | 200 | 0 | 0 | 0 | 10000 | If entering space here, enter the lighting and equipment power densities.
Estimated equivalent full load hours (EFLH) per day, for lighting, equipment, and people, for each space type. The last column is the density of people in the space, in square feet per person. The user can and should adjust values when there is evidence that a particular building is an outlier with regards to power densities and schedules. The tables are prepopulated with standard modeling values from sources such as COMNET, RESNET, Energy Star, and LEED, where EFLH have been determined from 24 hour schedules. For multifamily buildings, a very significant input is the lighting EFLH in residential space types, which make up most of the building. The default lighting value of 3 EFLH/day can be adjusted based on information from the site or to calibrate. There is no differentiation between weekdays and weekends or holidays.
SpaceType | Area_ft2
Residential | 16446
Corridor | 1476
Stairwell_Elevator | 848
Common area | 0
Mechanical | 262
Office_Lounge | 0
Laundry | 225
Restroom | 0
Fitness | 0
Retail | 0
Restaurant | 0
Theater | 0
School | 0
Storage | 690
Unconditioned
0

## Int gains inps
Internal Gains
These two input tables must have the same space type names, and the same number of rows, as the space types input table.
intGainsTbl | [6 empty] | comments apply to the input block as a whole and not to individual lines
spaceType | LPD | EPD | sensGain | latGain | units
Residential | 0.9 | 0.5 | 250 | 200 | W/ft2 Btuh/person |  | Lighting and equipment power densities for each space type, as well as the sensible and latent gains from people.
Corridor | 1 | 0 | 250 | 200 | W/ft2 Btuh/person |  | These are standard values used in energy modeling, however the user can and in some cases should edit these values as dictated by particular circumstances.
Stairwell/Elevator | 1.4 | 1.37 | 250 | 200 | W/ft2 Btuh/person |  | The lighting values should reflect the findings from an on-site energy audit, or from lighting plans.
Common area | 0.69 | 0.2 | 250 | 200 | W/ft2 Btuh/person |  | If necessary for best accuracy, the lighting power density for a sample of spaces can be calculated based on the actual fixture
Mechanical | 1.3 | 1.2 | 250 | 200 | W/ft2 Btuh/person |  | wattages and the area of the spaces, where fixture wattages are determined from an audit or from lighting plans.
Office/Lounge | 0.5 | 0.2 | 250 | 200 | W/ft2 Btuh/person |  | Lighting power density (LPD) for commercial spaces is from ASHRAE standard 90.1-2016.
Laundry | 1.2 | 0.74 | 250 | 200 | W/ft2 Btuh/person |  | Equipment power density (EPD) is from COMNET.
Restroom | 0.9 | 0 | 250 | 200 | W/ft2 Btuh/person
Fitness | 0.9 | 0.59 | 250 | 200 | W/ft2 Btuh/person
Retail | 0.69 | 0.5 | 250 | 200 | W/ft2 Btuh/person
Restaurant | 1.4 | 1.37 | 250 | 200 | W/ft2 Btuh/person
Theater | 1.2 | 0.74 | 250 | 200 | W/ft2 Btuh/person
School | 1.2 | 0.69 | 250 | 200 | W/ft2 Btuh/person
Storage | 1.1 | 1.5 | 250 | 200 | W/ft2 Btuh/person
Unconditioned | 0 | 0 | 250 | 200 | W/ft2 Btuh/person |  | If entering area for "Unconditioned" or "Other" on the spaceTypes input sheet, then values for LPD and EPD must be entered here.
Other | 0 | 0 | 250 | 200 | W/ft2 Btuh/person |  | If entering area for "Unconditioned" or "Other" on the spaceTypes input sheet, then values for LPD and EPD must be entered here.
comments apply to the input block as a whole and not to individual lines
schedTbl | [5 empty] | Estimated equivalent full load hours (EFLH) per day, for lighting, equipment, and people, for each space type. The last column is the density of people in the space, in square feet per person. The user can and should adjust values when there is evidence that a particular building is an outlier with regards to power densities and schedules. The tables are prepopulated with standard modeling values from sources such as COMNET, RESNET, Energy Star, and LEED, where EFLH have been determined from 24 hour schedules. For multifamily buildings, a very significant input is the lighting EFLH in residential space types, which make up most of the building. The default lighting value of 3 EFLH/day can be adjusted based on information from the site or to calibrate. There is no differentiation between weekdays and weekends or holidays.
spaceType | lgtEFLHday | equipEFLHday | peopleEFLHday | ft2person
Residential | 3 | 5.8 | 16.55 | 450
Corridor | 24 | 9 | 0.8 | 3000
Stairwell/Elevator | 24 | 9 | 0.8 | 3000
Common area | 9 | 9 | 7.1 | 200
Mechanical | 2.082 | 9 | 0.8 | 10000
Office/Lounge | 10.5 | 14.1 | 9.2 | 200
Laundry | 15.2 | 2.4 | 3.2 | 100
Restroom | 16 | 9 | 0.8 | 33
Fitness | 8.6333 | 8.6333 | 0.8 | 1000
Retail | 8.6333 | 11.3833 | 5.8333 | 66.6667
Restaurant | 14.55 | 3.95 | 8.4 | 14.2857
Theater | 11.85 | 11.55 | 6.81 | 10
School | 14.4 | 13.8 | 8.35 | 40
Storage | 2.082 | 9 | 0.8 | 10000
Unconditioned | 0 | 0 | 0 | 10000
Other | 0 | 0 | 0 | 10000
lgtSchedTbl
spaceType | EFLH_day |  | 0 | 1 | 2 | 3 | 4 | 5 | 6 | 7 | 8 | 9 | 10 | 11 | 12 | 13 | 14 | 15 | 16 | 17 | 18 | 19 | 20 | 21 | 22 | 23
Residential | 3
Corridor | 24 | bar: 0 to 23
Stairwell/Elevator | 24 | bar: 0 to 23
Common area | 9 |  | 0.1 | 0.1 | 0.1 | 0.1 | 0.1 | 0.3 | 0.45 | 0.45 | 0.45 | 0.45 | 0.3 | 0.3 | 0.3 | 0.3 | 0.3 | 0.3 | 0.3 | 0.3 | 0.6 | 0.8 | 0.9 | 0.8 | 0.6 | 0.3
Mechanical | 2.082 |  | 0.007 | 0.007 | 0.007 | 0.007 | 0.007 | 0.007 | 0.033 | 0.6 | 0.6 | 0.046 | 0.046 | 0.046 | 0.033 | 0.033 | 0.033 | 0.033 | 0.033 | 0.046 | 0.093 | 0.093 | 0.093 | 0.093 | 0.079 | 0.007
Office/Lounge | 10.5 |  | 0.05 | 0.05 | 0.05 | 0.05 | 0.05 | 0.1 | 0.1 | 0.3 | 0.9 | 0.9 | 0.9 | 0.9 | 0.9 | 0.9 | 0.9 | 0.9 | 0.9 | 0.5 | 0.3 | 0.3 | 0.2 | 0.2 | 0.1 | 0.05
Laundry | 15.2 |  | 0.1 | 0.1 | 0.1 | 0.1 | 0.1 | 0.1 | 0.9 | 0.9 | 0.9 | 0.9 | 0.9 | 0.9 | 0.9 | 0.9 | 0.9 | 0.9 | 0.9 | 0.9 | 0.9 | 0.9 | 0.9 | 0.9 | 0.1 | 0.1 | Estimated
Restroom | 16 |  | 0 | 0 | 0 | 0 | 0 | 0 | 1 | 1 | 1 | 1 | 1 | 1 | 1 | 1 | 1 | 1 | 1 | 1 | 1 | 1 | 1 | 1 | 0 | 0
Fitness | 8.6333 |  | 0.05 | 0.05 | 0.05 | 0.05 | 0.05 | 0.05 | 0.05 | 0.05 | 0.11667 | 0.25 | 0.53333 | 0.73333 | 0.73333 | 0.8 | 0.8 | 0.8 | 0.8 | 0.8 | 0.73333 | 0.4 | 0.28333 | 0.28333 | 0.11667 | 0.05 | Same as retail
Retail | 8.6333 |  | 0.05 | 0.05 | 0.05 | 0.05 | 0.05 | 0.05 | 0.05 | 0.05 | 0.11667 | 0.25 | 0.53333 | 0.73333 | 0.73333 | 0.8 | 0.8 | 0.8 | 0.8 | 0.8 | 0.73333 | 0.4 | 0.28333 | 0.28333 | 0.11667 | 0.05
Restaurant | 14.55 |  | 0.15 | 0.15 | 0.15 | 0.15 | 0.15 | 0.2 | 0.4 | 0.4 | 0.6 | 0.6 | 0.9 | 0.9 | 0.9 | 0.9 | 0.9 | 0.9 | 0.9 | 0.9 | 0.9 | 0.9 | 0.9 | 0.9 | 0.5 | 0.3 | Comnet
Theater | 11.85 |  | 0.05 | 0.05 | 0.05 | 0.05 | 0.05 | 0.05 | 0.05 | 0.05 | 0.05 | 0.35 | 0.35 | 0.65 | 0.65 | 0.65 | 0.85 | 0.85 | 0.85 | 0.85 | 0.85 | 0.9 | 0.9 | 0.9 | 0.9 | 0.9 | Estimated for movie theater
School | 14.4 |  | 0.18 | 0.18 | 0.18 | 0.18 | 0.18 | 0.18 | 0.18 | 0.9 | 0.9 | 0.9 | 0.9 | 0.9 | 0.9 | 0.9 | 0.9 | 0.9 | 0.9 | 0.9 | 0.9 | 0.9 | 0.9 | 0.18 | 0.18 | 0.18 | Comnet
Storage | 2.082 |  | 0.007 | 0.007 | 0.007 | 0.007 | 0.007 | 0.007 | 0.033 | 0.6 | 0.6 | 0.046 | 0.046 | 0.046 | 0.033 | 0.033 | 0.033 | 0.033 | 0.033 | 0.046 | 0.093 | 0.093 | 0.093 | 0.093 | 0.079 | 0.007
Unconditioned | 0
Other | 0
equipSchedTbl
spaceType | EFLH_day |  | 0 | 1 | 2 | 3 | 4 | 5 | 6 | 7 | 8 | 9 | 10 | 11 | 12 | 13 | 14 | 15 | 16 | 17 | 18 | 19 | 20 | 21 | 22 | 23
Residential | 5.8 |  | 0.05 | 0.05 | 0.05 | 0.05 | 0.05 | 0.05 | 0.05 | 0.05 | 0.5 | 0.5 | 0.5 | 0.5 | 0.3 | 0.5 | 0.5 | 0.5 | 0.5 | 0.5 | 0.35 | 0.05 | 0.05 | 0.05 | 0.05 | 0.05
Corridor | 9 |  | 0.1 | 0.1 | 0.1 | 0.1 | 0.1 | 0.3 | 0.45 | 0.45 | 0.45 | 0.45 | 0.3 | 0.3 | 0.3 | 0.3 | 0.3 | 0.3 | 0.3 | 0.3 | 0.6 | 0.8 | 0.9 | 0.8 | 0.6 | 0.3 | Estimated negligible
Stairwell/Elevator | 9 |  | 0.1 | 0.1 | 0.1 | 0.1 | 0.1 | 0.3 | 0.45 | 0.45 | 0.45 | 0.45 | 0.3 | 0.3 | 0.3 | 0.3 | 0.3 | 0.3 | 0.3 | 0.3 | 0.6 | 0.8 | 0.9 | 0.8 | 0.6 | 0.3 | Comnet
Common area | 9 |  | 0.1 | 0.1 | 0.1 | 0.1 | 0.1 | 0.3 | 0.45 | 0.45 | 0.45 | 0.45 | 0.3 | 0.3 | 0.3 | 0.3 | 0.3 | 0.3 | 0.3 | 0.3 | 0.6 | 0.8 | 0.9 | 0.8 | 0.6 | 0.3
Mechanical | 9 |  | 0.1 | 0.1 | 0.1 | 0.1 | 0.1 | 0.3 | 0.45 | 0.45 | 0.45 | 0.45 | 0.3 | 0.3 | 0.3 | 0.3 | 0.3 | 0.3 | 0.3 | 0.3 | 0.6 | 0.8 | 0.9 | 0.8 | 0.6 | 0.3
Office/Lounge | 14.1 |  | 0.4 | 0.4 | 0.4 | 0.4 | 0.4 | 0.4 | 0.4 | 0.4 | 0.9 | 0.9 | 0.9 | 0.9 | 0.8 | 0.9 | 0.9 | 0.9 | 0.9 | 0.5 | 0.4 | 0.4 | 0.4 | 0.4 | 0.4 | 0.4
Laundry | 2.4 |  | 0.1 | 0.1 | 0.1 | 0.1 | 0.1 | 0.1 | 0.1 | 0.1 | 0.1 | 0.1 | 0.1 | 0.1 | 0.1 | 0.1 | 0.1 | 0.1 | 0.1 | 0.1 | 0.1 | 0.1 | 0.1 | 0.1 | 0.1 | 0.1 | Comnet for "assembly"
Restroom | 9 |  | 0.1 | 0.1 | 0.1 | 0.1 | 0.1 | 0.3 | 0.45 | 0.45 | 0.45 | 0.45 | 0.3 | 0.3 | 0.3 | 0.3 | 0.3 | 0.3 | 0.3 | 0.3 | 0.6 | 0.8 | 0.9 | 0.8 | 0.6 | 0.3
Fitness | 8.6333 |  | 0.05 | 0.05 | 0.05 | 0.05 | 0.05 | 0.05 | 0.05 | 0.05 | 0.11667 | 0.25 | 0.53333 | 0.73333 | 0.73333 | 0.8 | 0.8 | 0.8 | 0.8 | 0.8 | 0.73333 | 0.4 | 0.28333 | 0.28333 | 0.11667 | 0.05
Retail | 11.3833 |  | 0.16667 | 0.16667 | 0.16667 | 0.16667 | 0.16667 | 0.16667 | 0.16667 | 0.16667 | 0.28333 | 0.41667 | 0.66667 | 0.8 | 0.8 | 0.86667 | 0.86667 | 0.86667 | 0.86667 | 0.86667 | 0.8 | 0.66667 | 0.45 | 0.45 | 0.21667 | 0.16667
Restaurant | 3.95 |  | 0.03 | 0.02 | 0.03 | 0.02 | 0.05 | 0.12 | 0.13 | 0.15 | 0.18 | 0.21 | 0.26 | 0.29 | 0.27 | 0.25 | 0.23 | 0.23 | 0.26 | 0.26 | 0.24 | 0.22 | 0.2 | 0.18 | 0.09 | 0.03 | Comnet
Theater | 11.55 |  | 0.05 | 0.05 | 0.05 | 0.05 | 0.05 | 0.05 | 0.4 | 0.4 | 0.4 | 0.75 | 0.75 | 0.75 | 0.75 | 0.75 | 0.75 | 0.75 | 0.75 | 0.75 | 0.75 | 0.75 | 0.75 | 0.75 | 0.25 | 0.05 | Same as retail
School | 13.8 |  | 0.35 | 0.35 | 0.35 | 0.35 | 0.35 | 0.35 | 0.35 | 0.35 | 0.95 | 0.95 | 0.95 | 0.95 | 0.95 | 0.95 | 0.95 | 0.95 | 0.95 | 0.35 | 0.35 | 0.35 | 0.35 | 0.35 | 0.35 | 0.35
Storage | 9 |  | 0.1 | 0.1 | 0.1 | 0.1 | 0.1 | 0.3 | 0.45 | 0.45 | 0.45 | 0.45 | 0.3 | 0.3 | 0.3 | 0.3 | 0.3 | 0.3 | 0.3 | 0.3 | 0.6 | 0.8 | 0.9 | 0.8 | 0.6 | 0.3
Unconditioned | 0
Other | 0
peopleSchedTbl
spaceType | EFLH_day | ft2_person | 0 | 1 | 2 | 3 | 4 | 5 | 6 | 7 | 8 | 9 | 10 | 11 | 12 | 13 | 14 | 15 | 16 | 17 | 18 | 19 | 20 | 21 | 22 | 23 | Schedule source
Residential | 16.55 | 450 | 1 | 1 | 1 | 1 | 1 | 1 | 1 | 0.9 | 0.4 | 0.25 | 0.25 | 0.25 | 0.25 | 0.25 | 0.25 | 0.25 | 0.3 | 0.5 | 0.9 | 0.9 | 0.9 | 1 | 1 | 1 | Comnet
Corridor | 0.8 | 3000 | 0 | 0 | 0 | 0 | 0 | 0 | 0 | 0.05 | 0.05 | 0.05 | 0.05 | 0.05 | 0.05 | 0.05 | 0.05 | 0.05 | 0.05 | 0.05 | 0.05 | 0.05 | 0.05 | 0.05 | 0.05 | 0 | Minimize
Stairwell/Elevator | 0.8 | 3000 | 0 | 0 | 0 | 0 | 0 | 0 | 0 | 0.05 | 0.05 | 0.05 | 0.05 | 0.05 | 0.05 | 0.05 | 0.05 | 0.05 | 0.05 | 0.05 | 0.05 | 0.05 | 0.05 | 0.05 | 0.05 | 0 | Estimated
Common area | 7.1 | 200 | 0 | 0 | 0 | 0 | 0 | 0 | 0 | 0 | 0.2 | 0.2 | 0.2 | 0.8 | 0.8 | 0.8 | 0.8 | 0.8 | 0.8 | 0.8 | 0.2 | 0.2 | 0.2 | 0.2 | 0.1 | 0 | Comnet "assembly"
Mechanical | 0.8 | 10000 | 0 | 0 | 0 | 0 | 0 | 0 | 0 | 0.05 | 0.05 | 0.05 | 0.05 | 0.05 | 0.05 | 0.05 | 0.05 | 0.05 | 0.05 | 0.05 | 0.05 | 0.05 | 0.05 | 0.05 | 0.05 | 0 | Neglect
Office/Lounge | 9.2 | 200 | 0 | 0 | 0 | 0 | 0 | 0 | 0.1 | 0.2 | 0.95 | 0.95 | 0.95 | 0.95 | 0.5 | 0.95 | 0.95 | 0.95 | 0.95 | 0.3 | 0.1 | 0.1 | 0.1 | 0.1 | 0.05 | 0.05 | Comnet
Laundry | 3.2 | 100 | 0 | 0 | 0 | 0 | 0 | 0 | 0 | 0.2 | 0.2 | 0.2 | 0.2 | 0.2 | 0.2 | 0.2 | 0.2 | 0.2 | 0.2 | 0.2 | 0.2 | 0.2 | 0.2 | 0.2 | 0.2 | 0 | Estimated
Restroom | 0.8 | 33 | 0 | 0 | 0 | 0 | 0 | 0 | 0 | 0.05 | 0.05 | 0.05 | 0.05 | 0.05 | 0.05 | 0.05 | 0.05 | 0.05 | 0.05 | 0.05 | 0.05 | 0.05 | 0.05 | 0.05 | 0.05 | 0 | Estimated
Fitness | 0.8 | 1000 | 0 | 0 | 0 | 0 | 0 | 0 | 0 | 0.05 | 0.05 | 0.05 | 0.05 | 0.05 | 0.05 | 0.05 | 0.05 | 0.05 | 0.05 | 0.05 | 0.05 | 0.05 | 0.05 | 0.05 | 0.05 | 0 | Estimated
Retail | 5.8333 | 66.6667 | 0 | 0 | 0 | 0 | 0 | 0 | 0 | 0 | 0.066667 | 0.13333 | 0.36667 | 0.43333 | 0.56667 | 0.63333 | 0.63333 | 0.63333 | 0.66667 | 0.63333 | 0.43333 | 0.26667 | 0.16667 | 0.16667 | 0.033333 | 0 | Comnet
Restaurant | 8.4 | 14.2857 | 0.05 | 0 | 0 | 0 | 0 | 0.05 | 0.1 | 0.4 | 0.4 | 0.4 | 0.2 | 0.5 | 0.8 | 0.7 | 0.4 | 0.2 | 0.25 | 0.5 | 0.8 | 0.8 | 0.8 | 0.5 | 0.35 | 0.2 | Comnet
Theater | 6.81 | 10 | 0 | 0 | 0 | 0 | 0 | 0 | 0 | 0 | 0 | 0.02 | 0.02 | 0.02 | 0.25 | 0.25 | 0.25 | 0.25 | 0.25 | 0.65 | 0.75 | 0.9 | 0.9 | 0.9 | 0.9 | 0.5 | Estimated
School | 8.35 | 40 | 0 | 0 | 0 | 0 | 0 | 0 | 0 | 0 | 0.95 | 0.95 | 0.95 | 0.95 | 0.95 | 0.95 | 0.95 | 0.95 | 0.15 | 0.15 | 0.15 | 0.15 | 0.15 | 0 | 0 | 0 | Comnet
Storage | 0.8 | 10000 | 0 | 0 | 0 | 0 | 0 | 0 | 0 | 0.05 | 0.05 | 0.05 | 0.05 | 0.05 | 0.05 | 0.05 | 0.05 | 0.05 | 0.05 | 0.05 | 0.05 | 0.05 | 0.05 | 0.05 | 0.05 | 0 | Neglect
Unconditioned | 0 | 10000
Other | 0 | 10000
Note on B50: Nicholas Hernandez: Can change for calibration

## spaceTypes
spaceTypes |  |  | Identify the space types in the building, and the area of each. This generally requires measurements from building floor plans.
spaceType | area | units |  | default
Residential | 16446 | ft2 | Enter the area of each space type. This is used to calculate the internal gains | 0 | ft2
Corridor | 1476 | ft2 | due to lights, miscellaneous equipment, and people. Enter zero if a space type is not present. | 0 | ft2
Stairwell/Elevator | 848 | ft2 |  | 0 | ft2
Common area | 0 | ft2 |  | 0 | ft2
Mechanical | 262 | ft2 |  | 0 | ft2
Office/Lounge | 0 | ft2 |  | 0 | ft2
Laundry | 225 | ft2 |  | 0 | ft2
Restroom | 0 | ft2 |  | 0 | ft2
Fitness | 0 | ft2 |  | 0 | ft2
Retail | 0 | ft2 |  | 0 | ft2
Restaurant | 0 | ft2 |  | 0 | ft2
Theater | 0 | ft2 |  | 0 | ft2
School | 0 | ft2 |  | 0 | ft2
Storage | 690 | ft2 |  | 0 | ft2
Unconditioned |  | ft2 | If entering space here, enter the lighting and equipment power densities in the intGains input sheet. | 0 | ft2
Other | 0 | ft2 | If entering space here, enter the lighting and equipment power densities in the intGains input sheet. | 0 | ft2

## DegD
weather_data |  | degrees C |  | meters / second |  | TMY3x - dates are wrong
Date | Time | DryBulb | Rhum | wSpeed | Extract these five fields of average weather data from TMY3 or TMY3x files and insert here. | Boston
1976-01-01 | 1:00 | 1.7 | 67 | 6.2 | Date. The dates run from January 1 to December 31. The year indicates the source year for the TMY file but is not used in the calculation.
1976-01-01 | 2:00 | 1.7 | 67 | 5.7 | Time. Time in 24 hour format. hh:mm
1976-01-01 | 3:00 | 1.1 | 70 | 6.2 | DryBulb. Temperature in degrees C.
1976-01-01 | 4:00 | 1.1 | 70 | 5.7 | Rhum. Relative humidity as a number between 0 and 100, so 50 is 50% RH.
1976-01-01 | 5:00 | 1.1 | 67 | 5.7 | wSpeed. Wind speed in meters per second.
1976-01-01 | 6:00 | 1.1 | 67 | 6.7
1976-01-01 | 7:00 | 0.6 | 70 | 7.7
1976-01-01 | 8:00 | 0.6 | 67 | 8.2
1976-01-01 | 9:00 | 0.6 | 67 | 6.2
1976-01-01 | 10:00 | 0 | 64 | 7.7
1976-01-01 | 11:00 | 1.1 | 59 | 6.2
1976-01-01 | 12:00 | 1.1 | 62 | 5.2
1976-01-01 | 13:00 | 2.2 | 55 | 5.7
1976-01-01 | 14:00 | 2.8 | 48 | 8.8
1976-01-01 | 15:00 | 2.8 | 48 | 7.7
1976-01-01 | 16:00 | 2.2 | 48 | 6.7
1976-01-01 | 17:00 | 1.1 | 50 | 6.7
1976-01-01 | 18:00 | 0 | 49 | 7.7
1976-01-01 | 19:00 | -1.1 | 41 | 8.2
1976-01-01 | 20:00 | -2.2 | 43 | 7.7
1976-01-01 | 21:00 | -3.3 | 44 | 8.2
1976-01-01 | 22:00 | -4.4 | 46 | 8.8
1976-01-01 | 23:00 | -5.6 | 50 | 8.2
1976-01-01 | 24:00 | -6.7 | 60 | 6.7
1976-01-02 | 1:00 | -6.7 | 57 | 6.2
1976-01-02 | 2:00 | -7.2 | 57 | 6.7
1976-01-02 | 3:00 | -7.8 | 59 | 7.2
1976-01-02 | 4:00 | -7.8 | 59 | 3.1
1976-01-02 | 5:00 | -7.8 | 57 | 5.7
1976-01-02 | 6:00 | -8.3 | 59 | 6.2
1976-01-02 | 7:00 | -8.3 | 59 | 5.2
1976-01-02 | 8:00 | -8.3 | 62 | 5.2
1976-01-02 | 9:00 | -7.2 | 59 | 3.1
1976-01-02 | 10:00 | -5.6 | 52 | 3.1
1976-01-02 | 11:00 | -4.4 | 55 | 2.6
1976-01-02 | 12:00 | -3.3 | 60 | 3.6
1976-01-02 | 13:00 | -1.7 | 58 | 2.6
1976-01-02 | 14:00 | -1.1 | 64 | 2.6
1976-01-02 | 15:00 | -1.1 | 64 | 1.5
1976-01-02 | 16:00 | -1.7 | 69 | 1.5
1976-01-02 | 17:00 | -1.7 | 69 | 1
1976-01-02 | 18:00 | -1.7 | 69 | 0.5
1976-01-02 | 19:00 | -1.7 | 72 | 0
1976-01-02 | 20:00 | -1.7 | 75 | 1.5
1976-01-02 | 21:00 | -1.1 | 75 | 3.1
1976-01-02 | 22:00 | -0.6 | 72 | 3.1
1976-01-02 | 23:00 | -0.6 | 72 | 3.1
1976-01-02 | 24:00 | -0.6 | 75 | 5.2
1976-01-03 | 1:00 | 0 | 75 | 4.1
1976-01-03 | 2:00 | 0 | 79 | 4.1
1976-01-03 | 3:00 | 0.6 | 75 | 4.6
1976-01-03 | 4:00 | 0.6 | 79 | 5.2
1976-01-03 | 5:00 | 1.1 | 79 | 3.1
1976-01-03 | 6:00 | 1.1 | 82 | 1.5
1976-01-03 | 7:00 | 1.1 | 85 | 2.6
1976-01-03 | 8:00 | 1.1 | 89 | 4.6
1976-01-03 | 9:00 | 1.7 | 89 | 5.2
1976-01-03 | 10:00 | 1.7 | 89 | 5.7
1976-01-03 | 11:00 | 2.2 | 85 | 4.1
1976-01-03 | 12:00 | 2.2 | 92 | 3.6
1976-01-03 | 13:00 | 2.8 | 89 | 4.1
1976-01-03 | 14:00 | 3.3 | 89 | 4.6
1976-01-03 | 15:00 | 3.3 | 93 | 1.5
1976-01-03 | 16:00 | 3.3 | 93 | 2.6
1976-01-03 | 17:00 | 3.9 | 89 | 3.1
1976-01-03 | 18:00 | 5 | 86 | 4.1
1976-01-03 | 19:00 | 5.6 | 83 | 4.6
1976-01-03 | 20:00 | 5 | 86 | 5.2
1976-01-03 | 21:00 | 4.4 | 82 | 7.2
1976-01-03 | 22:00 | 4.4 | 79 | 5.7
1976-01-03 | 23:00 | 3.9 | 76 | 6.2
1976-01-03 | 24:00 | 3.3 | 65 | 7.2
1976-01-04 | 1:00 | 2.8 | 62 | 7.7
1976-01-04 | 2:00 | 1.7 | 64 | 7.7
1976-01-04 | 3:00 | 1.7 | 64 | 7.2
1976-01-04 | 4:00 | 1.1 | 64 | 6.2
1976-01-04 | 5:00 | 1.1 | 62 | 7.2
1976-01-04 | 6:00 | 0.6 | 61 | 7.2
1976-01-04 | 7:00 | 0.6 | 64 | 4.6
1976-01-04 | 8:00 | 3.3 | 53 | 7.2
1976-01-04 | 9:00 | 0.6 | 54 | 10.3
1976-01-04 | 10:00 | 0 | 49 | 9.8
1976-01-04 | 11:00 | 0 | 49 | 10.8
1976-01-04 | 12:00 | 0 | 52 | 7.2
1976-01-04 | 13:00 | 0.6 | 48 | 11.3
1976-01-04 | 14:00 | 0.6 | 48 | 10.8
1976-01-04 | 15:00 | 0.6 | 42 | 10.8
1976-01-04 | 16:00 | 0 | 43 | 9.3
1976-01-04 | 17:00 | -1.1 | 43 | 11.8
1976-01-04 | 18:00 | -2.2 | 45 | 11.8
1976-01-04 | 19:00 | -3.3 | 44 | 9.8
1976-01-04 | 20:00 | -3.9 | 46 | 9.8
1976-01-04 | 21:00 | -5 | 48 | 10.3
1976-01-04 | 22:00 | -5.6 | 55 | 9.3
1976-01-04 | 23:00 | -6.1 | 55 | 8.8
1976-01-04 | 24:00 | -7.2 | 59 | 8.2
1976-01-05 | 1:00 | -7.8 | 49 | 9.3
1976-01-05 | 2:00 | -8.3 | 49 | 8.8
1976-01-05 | 3:00 | -8.9 | 49 | 8.8
1976-01-05 | 4:00 | -9.4 | 51 | 7.2
1976-01-05 | 5:00 | -9.4 | 49 | 10.3
1976-01-05 | 6:00 | -10 | 51 | 9.3
1976-01-05 | 7:00 | -10 | 49 | 6.7
1976-01-05 | 8:00 | -10 | 49 | 7.7
1976-01-05 | 9:00 | -10 | 46 | 9.3
1976-01-05 | 10:00 | -9.4 | 40 | 9.3
1976-01-05 | 11:00 | -8.3 | 37 | 10.3
1976-01-05 | 12:00 | -7.2 | 36 | 9.8
1976-01-05 | 13:00 | -6.7 | 34 | 7.7
1976-01-05 | 14:00 | -5.6 | 31 | 7.2
1976-01-05 | 15:00 | -5 | 30 | 8.2
1976-01-05 | 16:00 | -5.6 | 30 | 7.7
1976-01-05 | 17:00 | -6.7 | 30 | 5.7
1976-01-05 | 18:00 | -7.2 | 32 | 5.7
1976-01-05 | 19:00 | -7.8 | 34 | 6.2
1976-01-05 | 20:00 | -8.3 | 30 | 6.7
1976-01-05 | 21:00 | -8.9 | 30 | 6.2
1976-01-05 | 22:00 | -8.9 | 30 | 6.7
1976-01-05 | 23:00 | -9.4 | 35 | 6.2
1976-01-05 | 24:00 | -10 | 36 | 4.6
1976-01-06 | 1:00 | -10.6 | 38 | 5.7
1976-01-06 | 2:00 | -10.6 | 40 | 2.6
1976-01-06 | 3:00 | -10.6 | 40 | 2.6
1976-01-06 | 4:00 | -11.1 | 46 | 3.1
1976-01-06 | 5:00 | -10.6 | 44 | 2.6
1976-01-06 | 6:00 | -11.1 | 46 | 3.6
1976-01-06 | 7:00 | -11.1 | 48 | 3.1
1976-01-06 | 8:00 | -10.6 | 48 | 2.6
1976-01-06 | 9:00 | -8.9 | 49 | 3.1
1976-01-06 | 10:00 | -6.7 | 43 | 2.6
1976-01-06 | 11:00 | -5 | 44 | 3.1
1976-01-06 | 12:00 | -3.9 | 44 | 3.6
1976-01-06 | 13:00 | -2.8 | 45 | 5.2
1976-01-06 | 14:00 | -1.7 | 45 | 6.2
1976-01-06 | 15:00 | -1.7 | 43 | 6.2
1976-01-06 | 16:00 | -1.1 | 41 | 5.2
1976-01-06 | 17:00 | -1.1 | 41 | 5.7
1976-01-06 | 18:00 | -1.1 | 43 | 4.6
1976-01-06 | 19:00 | -1.7 | 49 | 4.6
1976-01-06 | 20:00 | -1.7 | 49 | 5.7
1976-01-06 | 21:00 | -2.2 | 56 | 5.2
1976-01-06 | 22:00 | -2.2 | 58 | 6.2
1976-01-06 | 23:00 | -2.2 | 58 | 6.7
1976-01-06 | 24:00 | -2.2 | 58 | 7.2
1976-01-07 | 1:00 | -1.7 | 58 | 7.2
1976-01-07 | 2:00 | -1.7 | 63 | 6.7
1976-01-07 | 3:00 | -1.7 | 66 | 5.7
1976-01-07 | 4:00 | -1.1 | 66 | 5.2
1976-01-07 | 5:00 | -0.6 | 69 | 6.2
1976-01-07 | 6:00 | -0.6 | 69 | 6.2
1976-01-07 | 7:00 | -0.6 | 66 | 5.2
1976-01-07 | 8:00 | 0 | 67 | 7.7
1976-01-07 | 9:00 | 0.6 | 67 | 7.2
1976-01-07 | 10:00 | 1.7 | 67 | 6.2
1976-01-07 | 11:00 | 3.3 | 67 | 6.2
1976-01-07 | 12:00 | 4.4 | 65 | 7.7
1976-01-07 | 13:00 | 5 | 62 | 5.7
1976-01-07 | 14:00 | 5.6 | 65 | 6.7
1976-01-07 | 15:00 | 5.6 | 68 | 5.2
1976-01-07 | 16:00 | 5.6 | 73 | 4.6
1976-01-07 | 17:00 | 5.6 | 73 | 5.2
1976-01-07 | 18:00 | 5 | 82 | 5.2
1976-01-07 | 19:00 | 5 | 82 | 4.1
1976-01-07 | 20:00 | 5 | 82 | 3.6
1976-01-07 | 21:00 | 5 | 86 | 3.1
1976-01-07 | 22:00 | 4.4 | 89 | 2.1
1976-01-07 | 23:00 | 4.4 | 89 | 2.1
1976-01-07 | 24:00 | 4.4 | 89 | 2.1
1976-01-08 | 1:00 | 3.9 | 93 | 2.1
1976-01-08 | 2:00 | 4.4 | 89 | 2.6
1976-01-08 | 3:00 | 4.4 | 89 | 4.1
1976-01-08 | 4:00 | 2.8 | 89 | 4.6
1976-01-08 | 5:00 | 2.2 | 92 | 4.1
1976-01-08 | 6:00 | 2.2 | 89 | 5.2
1976-01-08 | 7:00 | 2.2 | 89 | 5.2
1976-01-08 | 8:00 | 2.2 | 89 | 4.1
1976-01-08 | 9:00 | 2.2 | 89 | 5.2
1976-01-08 | 10:00 | 2.2 | 89 | 5.2
1976-01-08 | 11:00 | 1.7 | 92 | 5.2
1976-01-08 | 12:00 | 2.2 | 82 | 6.2
1976-01-08 | 13:00 | 1.7 | 89 | 6.2
1976-01-08 | 14:00 | 1.1 | 85 | 6.7
1976-01-08 | 15:00 | 0 | 75 | 6.7
1976-01-08 | 16:00 | -1.1 | 75 | 6.7
1976-01-08 | 17:00 | -1.7 | 66 | 7.7
1976-01-08 | 18:00 | -2.8 | 58 | 7.7
1976-01-08 | 19:00 | -4.4 | 53 | 8.2
1976-01-08 | 20:00 | -5 | 48 | 8.2
1976-01-08 | 21:00 | -6.1 | 52 | 8.8
1976-01-08 | 22:00 | -6.7 | 52 | 7.2
1976-01-08 | 23:00 | -7.2 | 49 | 7.7
1976-01-08 | 24:00 | -7.8 | 47 | 7.2
1976-01-09 | 1:00 | -8.3 | 37 | 6.7
1976-01-09 | 2:00 | -8.9 | 35 | 6.2
1976-01-09 | 3:00 | -10 | 33 | 7.2
1976-01-09 | 4:00 | -11.1 | 31 | 7.2
1976-01-09 | 5:00 | -11.1 | 30 | 6.2
1976-01-09 | 6:00 | -11.7 | 32 | 5.2
1976-01-09 | 7:00 | -11.7 | 38 | 5.7
1976-01-09 | 8:00 | -11.7 | 36 | 4.6
1976-01-09 | 9:00 | -10 | 36 | 4.6
1976-01-09 | 10:00 | -8.9 | 39 | 5.2
1976-01-09 | 11:00 | -7.2 | 36 | 5.2
1976-01-09 | 12:00 | -5.6 | 35 | 4.6
1976-01-09 | 13:00 | -4.4 | 40 | 4.6
1976-01-09 | 14:00 | -3.3 | 40 | 4.1
1976-01-09 | 15:00 | -3.9 | 42 | 6.7
1976-01-09 | 16:00 | -4.4 | 48 | 6.7
1976-01-09 | 17:00 | -4.4 | 44 | 7.2
1976-01-09 | 18:00 | -5 | 46 | 6.7
1976-01-09 | 19:00 | -5 | 44 | 5.7
1976-01-09 | 20:00 | -5.6 | 44 | 6.2
1976-01-09 | 21:00 | -6.1 | 43 | 5.2
1976-01-09 | 22:00 | -6.7 | 43 | 7.2
1976-01-09 | 23:00 | -6.7 | 45 | 8.2
1976-01-09 | 24:00 | -7.2 | 45 | 6.7
1976-01-10 | 1:00 | -7.2 | 43 | 6.7
1976-01-10 | 2:00 | -7.8 | 45 | 6.7
1976-01-10 | 3:00 | -7.8 | 43 | 7.2
1976-01-10 | 4:00 | -7.8 | 43 | 7.7
1976-01-10 | 5:00 | -7.8 | 43 | 6.7
1976-01-10 | 6:00 | -8.3 | 45 | 8.2
1976-01-10 | 7:00 | -8.9 | 49 | 7.2
1976-01-10 | 8:00 | -8.9 | 47 | 6.7
1976-01-10 | 9:00 | -8.3 | 47 | 7.2
1976-01-10 | 10:00 | -7.2 | 45 | 6.7
1976-01-10 | 11:00 | -5.6 | 46 | 6.2
1976-01-10 | 12:00 | -5 | 38 | 7.7
1976-01-10 | 13:00 | -4.4 | 37 | 8.8
1976-01-10 | 14:00 | -4.4 | 35 | 9.3
1976-01-10 | 15:00 | -4.4 | 38 | 8.8
1976-01-10 | 16:00 | -4.4 | 35 | 7.7
1976-01-10 | 17:00 | -5 | 36 | 6.7
1976-01-10 | 18:00 | -5.6 | 38 | 6.7
1976-01-10 | 19:00 | -5.6 | 36 | 6.2
1976-01-10 | 20:00 | -7.2 | 39 | 4.6
1976-01-10 | 21:00 | -8.9 | 39 | 5.2
1976-01-10 | 22:00 | -10 | 40 | 4.1
1976-01-10 | 23:00 | -11.1 | 40 | 5.7
1976-01-10 | 24:00 | -11.1 | 38 | 5.2
1976-01-11 | 1:00 | -11.7 | 38 | 4.6
1976-01-11 | 2:00 | -12.2 | 39 | 5.7
1976-01-11 | 3:00 | -12.2 | 41 | 3.6
1976-01-11 | 4:00 | -12.8 | 43 | 4.1
1976-01-11 | 5:00 | -12.8 | 41 | 3.1
1976-01-11 | 6:00 | -13.3 | 48 | 2.6
1976-01-11 | 7:00 | -13.3 | 43 | 3.1
1976-01-11 | 8:00 | -13.3 | 45 | 3.1
1976-01-11 | 9:00 | -12.2 | 41 | 3.6
1976-01-11 | 10:00 | -10.6 | 38 | 1.5
1976-01-11 | 11:00 | -9.4 | 38 | 1.5
1976-01-11 | 12:00 | -8.9 | 45 | 1
1976-01-11 | 13:00 | -7.8 | 49 | 1.5
1976-01-11 | 14:00 | -7.2 | 49 | 1.5
1976-01-11 | 15:00 | -7.2 | 81 | 4.1
1976-01-11 | 16:00 | -6.7 | 81 | 4.6
1976-01-11 | 17:00 | -5.6 | 74 | 4.1
1976-01-11 | 18:00 | -5 | 74 | 5.7
1976-01-11 | 19:00 | -4.4 | 78 | 6.7
1976-01-11 | 20:00 | -3.9 | 85 | 5.2
1976-01-11 | 21:00 | -5 | 88 | 4.6
1976-01-11 | 22:00 | -6.7 | 84 | 3.6
1976-01-11 | 23:00 | -6.7 | 88 | 4.1
1976-01-11 | 24:00 | -6.7 | 84 | 4.1
1976-01-12 | 1:00 | -7.2 | 81 | 6.7
1976-01-12 | 2:00 | -8.9 | 81 | 7.2
1976-01-12 | 3:00 | -8.9 | 81 | 7.2
1976-01-12 | 4:00 | -8.9 | 81 | 7.7
1976-01-12 | 5:00 | -8.9 | 77 | 8.2
1976-01-12 | 6:00 | -9.4 | 80 | 9.8
1976-01-12 | 7:00 | -9.4 | 77 | 9.3
1976-01-12 | 8:00 | -9.4 | 77 | 9.8
1976-01-12 | 9:00 | -9.4 | 74 | 10.3
1976-01-12 | 10:00 | -9.4 | 77 | 8.8
1976-01-12 | 11:00 | -8.9 | 77 | 10.3
1976-01-12 | 12:00 | -7.8 | 74 | 7.7
1976-01-12 | 13:00 | -7.8 | 74 | 6.7
1976-01-12 | 14:00 | -6.7 | 74 | 6.7
1976-01-12 | 15:00 | -6.1 | 74 | 6.7
1976-01-12 | 16:00 | -6.7 | 74 | 7.2
1976-01-12 | 17:00 | -7.2 | 77 | 6.2
1976-01-12 | 18:00 | -7.2 | 74 | 6.2
1976-01-12 | 19:00 | -7.2 | 71 | 6.2
1976-01-12 | 20:00 | -7.2 | 71 | 5.2
1976-01-12 | 21:00 | -7.8 | 74 | 3.6
1976-01-12 | 22:00 | -8.3 | 74 | 3.6
1976-01-12 | 23:00 | -7.8 | 74 | 3.1
1976-01-12 | 24:00 | -8.3 | 77 | 3.6
1976-01-13 | 1:00 | -9.4 | 80 | 2.1
1976-01-13 | 2:00 | -8.3 | 77 | 2.1
1976-01-13 | 3:00 | -10.6 | 84 | 2.1
1976-01-13 | 4:00 | -11.7 | 80 | 1.5
1976-01-13 | 5:00 | -10 | 77 | 1
1976-01-13 | 6:00 | -9.4 | 77 | 2.6
1976-01-13 | 7:00 | -10.6 | 84 | 2.1
1976-01-13 | 8:00 | -10 | 77 | 2.1
1976-01-13 | 9:00 | -8.3 | 81 | 1
1976-01-13 | 10:00 | -7.2 | 74 | 0
1976-01-13 | 11:00 | -4.4 | 58 | 2.1
1976-01-13 | 12:00 | -3.9 | 50 | 2.6
1976-01-13 | 13:00 | -2.8 | 47 | 2.1
1976-01-13 | 14:00 | -0.6 | 72 | 5.2
1976-01-13 | 15:00 | -0.6 | 75 | 3.1
1976-01-13 | 16:00 | 0 | 75 | 3.6
1976-01-13 | 17:00 | 1.1 | 79 | 3.6
1976-01-13 | 18:00 | 1.1 | 79 | 3.6
1976-01-13 | 19:00 | 1.1 | 82 | 3.6
1976-01-13 | 20:00 | 2.2 | 79 | 5.7
1976-01-13 | 21:00 | 2.2 | 82 | 2.6
1976-01-13 | 22:00 | 2.8 | 85 | 6.2
1976-01-13 | 23:00 | 3.9 | 82 | 8.8
1976-01-13 | 24:00 | 5 | 86 | 6.2
1976-01-14 | 1:00 | 7.2 | 86 | 8.8
1976-01-14 | 2:00 | 8.3 | 86 | 10.3
1976-01-14 | 3:00 | 9.4 | 86 | 15.4
1976-01-14 | 4:00 | 10 | 83 | 11.8
1976-01-14 | 5:00 | 10 | 83 | 9.3
1976-01-14 | 6:00 | 10 | 77 | 11.8
1976-01-14 | 7:00 | 9.4 | 66 | 14.4
1976-01-14 | 8:00 | 6.1 | 56 | 14.4
1976-01-14 | 9:00 | 5.6 | 51 | 15.9
1976-01-14 | 10:00 | 5.6 | 47 | 13.4
1976-01-14 | 11:00 | 6.1 | 43 | 13.9
1976-01-14 | 12:00 | 5.6 | 43 | 14.4
1976-01-14 | 13:00 | 5.6 | 41 | 13.4
1976-01-14 | 14:00 | 5 | 41 | 12.4
1976-01-14 | 15:00 | 8.3 | 33 | 10.3
1976-01-14 | 16:00 | 4.4 | 45 | 7.7
1976-01-14 | 17:00 | 3.9 | 43 | 7.7
1976-01-14 | 18:00 | 2.8 | 50 | 9.3
1976-01-14 | 19:00 | 2.2 | 55 | 6.7
1976-01-14 | 20:00 | 2.2 | 44 | 8.8
1976-01-14 | 21:00 | 1.7 | 44 | 7.7
1976-01-14 | 22:00 | 1.1 | 48 | 8.2
1976-01-14 | 23:00 | 1.1 | 48 | 8.2
1976-01-14 | 24:00 | 0 | 45 | 9.3
1976-01-15 | 1:00 | -0.6 | 47 | 5.7
1976-01-15 | 2:00 | -0.6 | 47 | 6.2
1976-01-15 | 3:00 | -1.1 | 49 | 8.8
1976-01-15 | 4:00 | -1.1 | 47 | 8.2
1976-01-15 | 5:00 | -1.1 | 47 | 7.2
1976-01-15 | 6:00 | -1.7 | 53 | 9.3
1976-01-15 | 7:00 | -1.7 | 56 | 6.2
1976-01-15 | 8:00 | -1.7 | 58 | 6.7
1976-01-15 | 9:00 | -1.7 | 49 | 7.2
1976-01-15 | 10:00 | -1.7 | 43 | 7.7
1976-01-15 | 11:00 | -1.1 | 41 | 10.3
1976-01-15 | 12:00 | -1.7 | 41 | 9.3
1976-01-15 | 13:00 | -1.7 | 41 | 8.8
1976-01-15 | 14:00 | -1.1 | 41 | 8.2
1976-01-15 | 15:00 | -1.1 | 38 | 9.8
1976-01-15 | 16:00 | -1.7 | 39 | 7.7
1976-01-15 | 17:00 | -2.2 | 39 | 8.2
1976-01-15 | 18:00 | -2.2 | 41 | 7.7
1976-01-15 | 19:00 | -3.3 | 40 | 8.2
1976-01-15 | 20:00 | -3.9 | 44 | 7.7
1976-01-15 | 21:00 | -3.9 | 42 | 6.2
1976-01-15 | 22:00 | -3.9 | 42 | 6.7
1976-01-15 | 23:00 | -4.4 | 46 | 7.2
1976-01-15 | 24:00 | -4.4 | 46 | 6.2
1976-01-16 | 1:00 | -3.9 | 44 | 4.6
1976-01-16 | 2:00 | -4.4 | 48 | 4.6
1976-01-16 | 3:00 | -5 | 55 | 2.6
1976-01-16 | 4:00 | -5 | 57 | 2.6
1976-01-16 | 5:00 | -5 | 57 | 2.6
1976-01-16 | 6:00 | -5 | 57 | 3.6
1976-01-16 | 7:00 | -5 | 57 | 3.1
1976-01-16 | 8:00 | -4.4 | 55 | 4.1
1976-01-16 | 9:00 | -3.9 | 53 | 4.1
1976-01-16 | 10:00 | -2.8 | 49 | 5.2
1976-01-16 | 11:00 | -1.1 | 43 | 4.6
1976-01-16 | 12:00 | 0.6 | 38 | 6.7
1976-01-16 | 13:00 | 1.1 | 37 | 6.2
1976-01-16 | 14:00 | 2.2 | 50 | 5.2
1976-01-16 | 15:00 | 2.2 | 73 | 4.1
1976-01-16 | 16:00 | 2.8 | 82 | 6.2
1976-01-16 | 17:00 | 2.8 | 89 | 5.7
1976-01-16 | 18:00 | 2.8 | 92 | 3.1
1976-01-16 | 19:00 | 3.3 | 89 | 4.1
1976-01-16 | 20:00 | 3.9 | 89 | 3.1
1976-01-16 | 21:00 | 2.8 | 92 | 2.1
1976-01-16 | 22:00 | 3.3 | 93 | 4.6
1976-01-16 | 23:00 | 2.8 | 89 | 4.6
1976-01-16 | 24:00 | 1.7 | 89 | 3.6
1976-01-17 | 1:00 | 1.1 | 85 | 4.6
1976-01-17 | 2:00 | 0 | 89 | 4.6
1976-01-17 | 3:00 | -0.6 | 85 | 4.1
1976-01-17 | 4:00 | -0.6 | 82 | 5.7
1976-01-17 | 5:00 | -0.6 | 72 | 6.7
1976-01-17 | 6:00 | -1.1 | 66 | 6.2
1976-01-17 | 7:00 | -1.7 | 63 | 4.6
1976-01-17 | 8:00 | -2.2 | 63 | 7.2
1976-01-17 | 9:00 | -2.8 | 63 | 8.2
1976-01-17 | 10:00 | -3.3 | 60 | 7.7
1976-01-17 | 11:00 | -3.9 | 60 | 7.7
1976-01-17 | 12:00 | -2.8 | 53 | 7.2
1976-01-17 | 13:00 | -2.8 | 44 | 8.8
1976-01-17 | 14:00 | -2.8 | 37 | 7.2
1976-01-17 | 15:00 | -2.8 | 35 | 8.8
1976-01-17 | 16:00 | -4.4 | 35 | 8.8
1976-01-17 | 17:00 | -5.6 | 38 | 7.7
1976-01-17 | 18:00 | -6.7 | 34 | 9.8
1976-01-17 | 19:00 | -7.8 | 35 | 9.8
1976-01-17 | 20:00 | -8.3 | 37 | 6.2
1976-01-17 | 21:00 | -8.9 | 39 | 8.8
1976-01-17 | 22:00 | -9.4 | 38 | 7.7
1976-01-17 | 23:00 | -10 | 40 | 7.7
1976-01-17 | 24:00 | -11.1 | 42 | 8.2
1976-01-18 | 1:00 | -11.7 | 42 | 7.7
1976-01-18 | 2:00 | -12.2 | 41 | 7.2
1976-01-18 | 3:00 | -12.8 | 41 | 6.7
1976-01-18 | 4:00 | -13.3 | 41 | 7.2
1976-01-18 | 5:00 | -13.9 | 41 | 6.7
1976-01-18 | 6:00 | -14.4 | 41 | 6.7
1976-01-18 | 7:00 | -14.4 | 41 | 7.2
1976-01-18 | 8:00 | -15 | 40 | 7.7
1976-01-18 | 9:00 | -15 | 43 | 8.2
1976-01-18 | 10:00 | -13.9 | 39 | 7.2
1976-01-18 | 11:00 | -12.2 | 39 | 7.7
1976-01-18 | 12:00 | -11.1 | 38 | 5.7
1976-01-18 | 13:00 | -9.4 | 33 | 7.7
1976-01-18 | 14:00 | -7.8 | 29 | 5.7
1976-01-18 | 15:00 | -7.8 | 26 | 5.2
1976-01-18 | 16:00 | -7.8 | 25 | 7.7
1976-01-18 | 17:00 | -8.9 | 26 | 6.2
1976-01-18 | 18:00 | -10.6 | 25 | 6.7
1976-01-18 | 19:00 | -11.7 | 28 | 6.7
1976-01-18 | 20:00 | -12.2 | 29 | 5.2
1976-01-18 | 21:00 | -13.3 | 32 | 5.7
1976-01-18 | 22:00 | -13.9 | 33 | 5.2
1976-01-18 | 23:00 | -13.9 | 35 | 4.6
1976-01-18 | 24:00 | -14.4 | 37 | 6.2
1976-01-19 | 1:00 | -14.4 | 39 | 4.1
1976-01-19 | 2:00 | -14.4 | 41 | 3.6
1976-01-19 | 3:00 | -14.4 | 39 | 5.2
1976-01-19 | 4:00 | -14.4 | 41 | 3.1
1976-01-19 | 5:00 | -14.4 | 43 | 3.1
1976-01-19 | 6:00 | -15 | 47 | 3.6
1976-01-19 | 7:00 | -15 | 52 | 5.2
1976-01-19 | 8:00 | -15 | 52 | 4.1
1976-01-19 | 9:00 | -14.4 | 55 | 3.1
1976-01-19 | 10:00 | -11.1 | 42 | 2.1
1976-01-19 | 11:00 | -8.9 | 39 | 2.1
1976-01-19 | 12:00 | -6.7 | 36 | 1
1976-01-19 | 13:00 | -6.1 | 41 | 2.1
1976-01-19 | 14:00 | -5.6 | 44 | 2.6
1976-01-19 | 15:00 | -5 | 42 | 1.5
1976-01-19 | 16:00 | -5 | 40 | 2.1
1976-01-19 | 17:00 | -5 | 32 | 3.6
1976-01-19 | 18:00 | -5.6 | 42 | 5.7
1976-01-19 | 19:00 | -5.6 | 52 | 5.2
1976-01-19 | 20:00 | -6.1 | 60 | 4.1
1976-01-19 | 21:00 | -5.6 | 57 | 4.1
1976-01-19 | 22:00 | -5.6 | 55 | 5.7
1976-01-19 | 23:00 | -6.1 | 55 | 5.7
1976-01-19 | 24:00 | -6.1 | 55 | 5.2
1976-01-20 | 1:00 | -6.1 | 65 | 5.7
1976-01-20 | 2:00 | -6.1 | 71 | 5.2
1976-01-20 | 3:00 | -6.1 | 71 | 5.7
1976-01-20 | 4:00 | -5 | 68 | 6.2
1976-01-20 | 5:00 | -5 | 71 | 4.6
1976-01-20 | 6:00 | -3.9 | 72 | 7.2
1976-01-20 | 7:00 | -2.8 | 61 | 6.7
1976-01-20 | 8:00 | -2.2 | 56 | 7.7
1976-01-20 | 9:00 | -1.7 | 51 | 7.7
1976-01-20 | 10:00 | -0.6 | 51 | 7.7
1976-01-20 | 11:00 | 1.1 | 48 | 8.8
1976-01-20 | 12:00 | 1.1 | 50 | 6.7
1976-01-20 | 13:00 | 1.1 | 54 | 8.8
1976-01-20 | 14:00 | 0.6 | 72 | 6.7
1976-01-20 | 15:00 | 0 | 82 | 7.2
1976-01-20 | 16:00 | 0 | 82 | 5.2
1976-01-20 | 17:00 | 0 | 82 | 4.6
1976-01-20 | 18:00 | 0 | 79 | 4.6
1976-01-20 | 19:00 | -0.6 | 82 | 5.2
1976-01-20 | 20:00 | -1.1 | 82 | 3.6
1976-01-20 | 21:00 | -1.7 | 85 | 5.7
1976-01-20 | 22:00 | -2.2 | 85 | 3.6
1976-01-20 | 23:00 | -2.2 | 85 | 3.6
1976-01-20 | 24:00 | -2.2 | 82 | 4.6
1976-01-21 | 1:00 | -2.2 | 78 | 4.6
1976-01-21 | 2:00 | -2.8 | 81 | 3.6
1976-01-21 | 3:00 | -2.8 | 78 | 3.6
1976-01-21 | 4:00 | -2.8 | 78 | 3.6
1976-01-21 | 5:00 | -5 | 85 | 1.5
1976-01-21 | 6:00 | -3.3 | 78 | 4.1
1976-01-21 | 7:00 | -4.4 | 81 | 3.6
1976-01-21 | 8:00 | -4.4 | 81 | 4.1
1976-01-21 | 9:00 | -2.8 | 75 | 3.6
1976-01-21 | 10:00 | -0.6 | 66 | 1.5
1976-01-21 | 11:00 | 1.1 | 59 | 0.5
1976-01-21 | 12:00 | 1.1 | 67 | 2.1
1976-01-21 | 13:00 | 2.2 | 59 | 4.1
1976-01-21 | 14:00 | 2.8 | 50 | 3.1
1976-01-21 | 15:00 | 2.2 | 55 | 3.6
1976-01-21 | 16:00 | 2.2 | 64 | 3.6
1976-01-21 | 17:00 | 2.2 | 64 | 4.6
1976-01-21 | 18:00 | 1.7 | 67 | 5.2
1976-01-21 | 19:00 | 1.1 | 70 | 3.1
1976-01-21 | 20:00 | 1.1 | 70 | 3.1
1976-01-21 | 21:00 | 1.1 | 70 | 4.1
1976-01-21 | 22:00 | 0.6 | 82 | 2.6
1976-01-21 | 23:00 | 0.6 | 85 | 1
1976-01-21 | 24:00 | 0 | 89 | 4.6
1976-01-22 | 1:00 | 0 | 89 | 4.6
1976-01-22 | 2:00 | -0.6 | 89 | 4.1
1976-01-22 | 3:00 | -0.6 | 89 | 5.2
1976-01-22 | 4:00 | -0.6 | 85 | 5.2
1976-01-22 | 5:00 | -1.1 | 82 | 6.7
1976-01-22 | 6:00 | -1.1 | 66 | 7.7
1976-01-22 | 7:00 | -1.1 | 66 | 7.7
1976-01-22 | 8:00 | -1.7 | 61 | 9.3
1976-01-22 | 9:00 | -2.2 | 63 | 8.2
1976-01-22 | 10:00 | -2.2 | 58 | 10.3
1976-01-22 | 11:00 | -2.2 | 53 | 10.3
1976-01-22 | 12:00 | -3.9 | 50 | 5.2
1976-01-22 | 13:00 | -5.6 | 52 | 12.9
1976-01-22 | 14:00 | -6.7 | 41 | 14.9
1976-01-22 | 15:00 | -7.8 | 31 | 15.4
1976-01-22 | 16:00 | -9.4 | 32 | 11.3
1976-01-22 | 17:00 | -11.1 | 30 | 11.3
1976-01-22 | 18:00 | -11.7 | 29 | 10.3
1976-01-22 | 19:00 | -12.8 | 30 | 12.4
1976-01-22 | 20:00 | -14.4 | 31 | 15.4
1976-01-22 | 21:00 | -15 | 28 | 12.4
1976-01-22 | 22:00 | -16.1 | 26 | 13.4
1976-01-22 | 23:00 | -17.8 | 27 | 12.9
1976-01-22 | 24:00 | -18.3 | 28 | 13.9
1976-01-23 | 1:00 | -19.4 | 31 | 12.9
1976-01-23 | 2:00 | -20 | 33 | 10.8
1976-01-23 | 3:00 | -20 | 33 | 10.3
1976-01-23 | 4:00 | -20 | 33 | 8.8
1976-01-23 | 5:00 | -19.4 | 33 | 10.3
1976-01-23 | 6:00 | -19.4 | 33 | 12.9
1976-01-23 | 7:00 | -18.9 | 33 | 10.3
1976-01-23 | 8:00 | -18.3 | 35 | 8.2
1976-01-23 | 9:00 | -17.2 | 36 | 8.8
1976-01-23 | 10:00 | -15 | 37 | 7.7
1976-01-23 | 11:00 | -13.9 | 33 | 7.7
1976-01-23 | 12:00 | -12.8 | 34 | 8.2
1976-01-23 | 13:00 | -11.1 | 31 | 7.7
1976-01-23 | 14:00 | -10.6 | 30 | 8.2
1976-01-23 | 15:00 | -9.4 | 29 | 7.2
1976-01-23 | 16:00 | -8.9 | 26 | 6.2
1976-01-23 | 17:00 | -10 | 27 | 7.2
1976-01-23 | 18:00 | -10 | 28 | 7.2
1976-01-23 | 19:00 | -10.6 | 30 | 7.2
1976-01-23 | 20:00 | -11.1 | 31 | 6.7
1976-01-23 | 21:00 | -11.1 | 33 | 7.2
1976-01-23 | 22:00 | -11.1 | 30 | 7.7
1976-01-23 | 23:00 | -11.7 | 50 | 5.7
1976-01-23 | 24:00 | -12.2 | 64 | 3.6
1976-01-24 | 1:00 | -12.2 | 64 | 5.7
1976-01-24 | 2:00 | -12.2 | 55 | 4.6
1976-01-24 | 3:00 | -12.2 | 58 | 2.6
1976-01-24 | 4:00 | -12.2 | 64 | 2.6
1976-01-24 | 5:00 | -12.2 | 61 | 2.6
1976-01-24 | 6:00 | -11.7 | 55 | 3.1
1976-01-24 | 7:00 | -11.7 | 55 | 3.1
1976-01-24 | 8:00 | -11.7 | 58 | 2.6
1976-01-24 | 9:00 | -11.1 | 56 | 2.6
1976-01-24 | 10:00 | -10.6 | 51 | 2.6
1976-01-24 | 11:00 | -10.6 | 53 | 2.6
1976-01-24 | 12:00 | -10 | 53 | 2.6
1976-01-24 | 13:00 | -9.4 | 56 | 2.6
1976-01-24 | 14:00 | -8.9 | 59 | 3.6
1976-01-24 | 15:00 | -8.9 | 77 | 3.6
1976-01-24 | 16:00 | -8.3 | 77 | 4.1
1976-01-24 | 17:00 | -8.3 | 81 | 4.6
1976-01-24 | 18:00 | -7.8 | 77 | 4.1
1976-01-24 | 19:00 | -7.8 | 77 | 4.1
1976-01-24 | 20:00 | -7.8 | 81 | 3.1
1976-01-24 | 21:00 | -7.8 | 81 | 5.7
1976-01-24 | 22:00 | -8.3 | 84 | 4.6
1976-01-24 | 23:00 | -8.3 | 88 | 4.1
1976-01-24 | 24:00 | -8.3 | 88 | 4.1
1976-01-25 | 1:00 | -8.3 | 84 | 5.2
1976-01-25 | 2:00 | -8.3 | 84 | 4.1
1976-01-25 | 3:00 | -8.3 | 88 | 3.1
1976-01-25 | 4:00 | -7.8 | 88 | 3.6
1976-01-25 | 5:00 | -7.8 | 88 | 3.6
1976-01-25 | 6:00 | -8.3 | 84 | 3.1
1976-01-25 | 7:00 | -7.8 | 81 | 1.5
1976-01-25 | 8:00 | -6.7 | 74 | 3.1
1976-01-25 | 9:00 | -5.6 | 71 | 4.6
1976-01-25 | 10:00 | -4.4 | 66 | 4.1
1976-01-25 | 11:00 | -3.9 | 66 | 2.1
1976-01-25 | 12:00 | -2.8 | 69 | 2.1
1976-01-25 | 13:00 | -1.7 | 69 | 1
1976-01-25 | 14:00 | -1.1 | 69 | 2.1
1976-01-25 | 15:00 | -1.1 | 69 | 1.5
1976-01-25 | 16:00 | -0.6 | 69 | 2.6
1976-01-25 | 17:00 | -1.1 | 75 | 4.1
1976-01-25 | 18:00 | -1.1 | 75 | 4.6
1976-01-25 | 19:00 | -1.1 | 78 | 3.6
1976-01-25 | 20:00 | 0.6 | 72 | 4.6
1976-01-25 | 21:00 | 0.6 | 75 | 4.6
1976-01-25 | 22:00 | 1.1 | 73 | 6.2
1976-01-25 | 23:00 | 1.1 | 76 | 5.7
1976-01-25 | 24:00 | 1.7 | 76 | 5.7
1976-01-26 | 1:00 | 1.7 | 79 | 5.2
1976-01-26 | 2:00 | 2.2 | 79 | 5.2
1976-01-26 | 3:00 | 2.2 | 79 | 4.6
1976-01-26 | 4:00 | 2.2 | 82 | 5.2
1976-01-26 | 5:00 | 3.3 | 79 | 4.6
1976-01-26 | 6:00 | 3.3 | 82 | 5.2
1976-01-26 | 7:00 | 3.3 | 86 | 5.2
1976-01-26 | 8:00 | 2.8 | 89 | 2.6
1976-01-26 | 9:00 | 3.9 | 86 | 3.1
1976-01-26 | 10:00 | 3.9 | 86 | 6.2
1976-01-26 | 11:00 | 3.9 | 86 | 3.6
1976-01-26 | 12:00 | 4.4 | 82 | 2.1
1976-01-26 | 13:00 | 4.4 | 86 | 2.1
1976-01-26 | 14:00 | 4.4 | 86 | 2.1
1976-01-26 | 15:00 | 5 | 86 | 2.6
1976-01-26 | 16:00 | 5 | 89 | 0
1976-01-26 | 17:00 | 4.4 | 93 | 2.6
1976-01-26 | 18:00 | 3.9 | 96 | 2.1
1976-01-26 | 19:00 | 4.4 | 93 | 2.1
1976-01-26 | 20:00 | 3.3 | 96 | 1
1976-01-26 | 21:00 | 3.3 | 96 | 2.1
1976-01-26 | 22:00 | 3.3 | 96 | 2.1
1976-01-26 | 23:00 | 3.3 | 96 | 0
1976-01-26 | 24:00 | 4.4 | 89 | 1
1976-01-27 | 1:00 | 5 | 93 | 1.5
1976-01-27 | 2:00 | 8.9 | 93 | 2.1
1976-01-27 | 3:00 | 10.6 | 90 | 3.1
1976-01-27 | 4:00 | 11.1 | 90 | 6.7
1976-01-27 | 5:00 | 11.7 | 90 | 8.2
1976-01-27 | 6:00 | 12.2 | 90 | 8.2
1976-01-27 | 7:00 | 11.1 | 93 | 7.7
1976-01-27 | 8:00 | 11.1 | 93 | 7.7
1976-01-27 | 9:00 | 12.2 | 93 | 8.2
1976-01-27 | 10:00 | 11.7 | 93 | 7.2
1976-01-27 | 11:00 | 12.8 | 93 | 9.3
1976-01-27 | 12:00 | 12.2 | 96 | 7.2
1976-01-27 | 13:00 | 12.8 | 96 | 6.2
1976-01-27 | 14:00 | 11.1 | 96 | 4.1
1976-01-27 | 15:00 | 11.1 | 96 | 3.1
1976-01-27 | 16:00 | 11.1 | 96 | 3.6
1976-01-27 | 17:00 | 11.1 | 96 | 3.6
1976-01-27 | 18:00 | 11.1 | 96 | 5.7
1976-01-27 | 19:00 | 11.7 | 93 | 6.7
1976-01-27 | 20:00 | 12.8 | 93 | 7.2
1976-01-27 | 21:00 | 12.2 | 96 | 6.7
1976-01-27 | 22:00 | 12.2 | 96 | 5.7
1976-01-27 | 23:00 | 12.2 | 96 | 6.7
1976-01-27 | 24:00 | 13.3 | 93 | 8.8
1976-01-28 | 1:00 | 7.8 | 93 | 4.1
1976-01-28 | 2:00 | 7.8 | 93 | 2.1
1976-01-28 | 3:00 | 6.1 | 96 | 2.1
1976-01-28 | 4:00 | 5.6 | 93 | 3.1
1976-01-28 | 5:00 | 5.6 | 93 | 2.6
1976-01-28 | 6:00 | 7.2 | 96 | 2.1
1976-01-28 | 7:00 | 6.1 | 93 | 2.1
1976-01-28 | 8:00 | 5.6 | 93 | 3.6
1976-01-28 | 9:00 | 5 | 93 | 4.6
1976-01-28 | 10:00 | 5 | 93 | 5.7
1976-01-28 | 11:00 | 5 | 89 | 6.7
1976-01-28 | 12:00 | 4.4 | 82 | 7.2
1976-01-28 | 13:00 | 3.9 | 79 | 8.2
1976-01-28 | 14:00 | 3.9 | 67 | 8.8
1976-01-28 | 15:00 | 3.9 | 60 | 8.2
1976-01-28 | 16:00 | 3.3 | 57 | 5.7
1976-01-28 | 17:00 | 2.2 | 59 | 7.2
1976-01-28 | 18:00 | 1.7 | 59 | 9.3
1976-01-28 | 19:00 | 0.6 | 59 | 8.8
1976-01-28 | 20:00 | 0 | 54 | 7.7
1976-01-28 | 21:00 | -0.6 | 59 | 7.7
1976-01-28 | 22:00 | -0.6 | 51 | 8.2
1976-01-28 | 23:00 | -1.1 | 51 | 6.7
1976-01-28 | 24:00 | -1.1 | 49 | 6.7
1976-01-29 | 1:00 | -1.1 | 51 | 6.2
1976-01-29 | 2:00 | -1.1 | 56 | 5.7
1976-01-29 | 3:00 | -1.1 | 58 | 6.2
1976-01-29 | 4:00 | -1.1 | 58 | 5.7
1976-01-29 | 5:00 | -1.1 | 58 | 5.7
1976-01-29 | 6:00 | -0.6 | 59 | 4.1
1976-01-29 | 7:00 | -0.6 | 59 | 6.2
1976-01-29 | 8:00 | -0.6 | 59 | 4.6
1976-01-29 | 9:00 | 0 | 59 | 5.2
1976-01-29 | 10:00 | 1.1 | 57 | 4.6
1976-01-29 | 11:00 | 2.8 | 55 | 5.2
1976-01-29 | 12:00 | 3.9 | 55 | 5.7
1976-01-29 | 13:00 | 5 | 53 | 5.2
1976-01-29 | 14:00 | 5 | 55 | 5.7
1976-01-29 | 15:00 | 5 | 58 | 6.7
1976-01-29 | 16:00 | 4.4 | 62 | 8.2
1976-01-29 | 17:00 | 3.9 | 67 | 4.1
1976-01-29 | 18:00 | 3.9 | 67 | 6.7
1976-01-29 | 19:00 | 3.3 | 70 | 5.7
1976-01-29 | 20:00 | 3.3 | 70 | 4.1
1976-01-29 | 21:00 | 3.3 | 70 | 4.6
1976-01-29 | 22:00 | 3.3 | 73 | 4.1
1976-01-29 | 23:00 | 3.3 | 73 | 6.2
1976-01-29 | 24:00 | 2.8 | 57 | 8.2
1976-01-30 | 1:00 | 2.2 | 46 | 6.7
1976-01-30 | 2:00 | 1.1 | 52 | 6.7
1976-01-30 | 3:00 | 0 | 56 | 6.7
1976-01-30 | 4:00 | -0.6 | 59 | 5.2
1976-01-30 | 5:00 | -0.6 | 61 | 6.2
1976-01-30 | 6:00 | -1.1 | 64 | 6.2
1976-01-30 | 7:00 | -1.1 | 61 | 5.7
1976-01-30 | 8:00 | -1.1 | 56 | 5.7
1976-01-30 | 9:00 | -1.1 | 56 | 4.6
1976-01-30 | 10:00 | 0 | 54 | 3.1
1976-01-30 | 11:00 | 0.6 | 54 | 4.6
1976-01-30 | 12:00 | 0.6 | 52 | 2.6
1976-01-30 | 13:00 | 0.6 | 52 | 3.1
1976-01-30 | 14:00 | 1.1 | 48 | 1
1976-01-30 | 15:00 | 1.1 | 48 | 3.1
1976-01-30 | 16:00 | 0 | 52 | 4.1
1976-01-30 | 17:00 | 0 | 49 | 3.6
1976-01-30 | 18:00 | -0.6 | 51 | 2.6
1976-01-30 | 19:00 | -0.6 | 49 | 3.6
1976-01-30 | 20:00 | -1.1 | 47 | 4.1
1976-01-30 | 21:00 | -1.7 | 45 | 5.2
1976-01-30 | 22:00 | -2.8 | 44 | 4.6
1976-01-30 | 23:00 | -3.3 | 46 | 5.2
1976-01-30 | 24:00 | -3.9 | 48 | 5.2
1976-01-31 | 1:00 | -4.4 | 48 | 6.2
1976-01-31 | 2:00 | -5 | 50 | 4.6
1976-01-31 | 3:00 | -5.6 | 57 | 4.6
1976-01-31 | 4:00 | -6.1 | 60 | 4.6
1976-01-31 | 5:00 | -6.7 | 62 | 4.1
1976-01-31 | 6:00 | -7.2 | 65 | 4.6
1976-01-31 | 7:00 | -7.2 | 59 | 4.6
1976-01-31 | 8:00 | -7.2 | 62 | 3.6
1976-01-31 | 9:00 | -6.1 | 57 | 4.6
1976-01-31 | 10:00 | -5 | 52 | 4.6
1976-01-31 | 11:00 | -3.3 | 46 | 3.6
1976-01-31 | 12:00 | -2.8 | 43 | 2.6
1976-01-31 | 13:00 | -2.2 | 39 | 0
1976-01-31 | 14:00 | -2.2 | 43 | 2.6
1976-01-31 | 15:00 | -1.7 | 45 | 2.6
1976-01-31 | 16:00 | -1.1 | 41 | 3.1
1976-01-31 | 17:00 | -1.1 | 56 | 3.1
1976-01-31 | 18:00 | -0.6 | 45 | 3.6
1976-01-31 | 19:00 | -0.6 | 51 | 5.2
1976-01-31 | 20:00 | -0.6 | 59 | 5.7
1976-01-31 | 21:00 | -0.6 | 54 | 5.7
1976-01-31 | 22:00 | -1.7 | 51 | 5.8
1976-01-31 | 23:00 | -2.9 | 58 | 6
1976-01-31 | 24:00 | -4.1 | 64 | 6.1
1977-02-01 | 1:00 | -5.2 | 45 | 6.3
1977-02-01 | 2:00 | -6.4 | 45 | 6.4
1977-02-01 | 3:00 | -7.6 | 49 | 6.6
1977-02-01 | 4:00 | -8.9 | 49 | 6.7
1977-02-01 | 5:00 | -8.9 | 49 | 7.2
1977-02-01 | 6:00 | -8.3 | 51 | 9.3
1977-02-01 | 7:00 | -8.3 | 54 | 8.2
1977-02-01 | 8:00 | -7.8 | 54 | 7.7
1977-02-01 | 9:00 | -7.2 | 57 | 8.2
1977-02-01 | 10:00 | -6.7 | 54 | 6.2
1977-02-01 | 11:00 | -4.4 | 50 | 11.3
1977-02-01 | 12:00 | -2.8 | 49 | 11.3
1977-02-01 | 13:00 | -1.7 | 45 | 8.2
1977-02-01 | 14:00 | -1.7 | 45 | 11.3
1977-02-01 | 15:00 | -2.2 | 49 | 9.8
1977-02-01 | 16:00 | -1.7 | 45 | 12.4
1977-02-01 | 17:00 | -2.2 | 47 | 10.8
1977-02-01 | 18:00 | -3.3 | 51 | 9.8
1977-02-01 | 19:00 | -3.9 | 48 | 8.2
1977-02-01 | 20:00 | -4.4 | 44 | 8.8
1977-02-01 | 21:00 | -6.1 | 41 | 8.8
1977-02-01 | 22:00 | -7.2 | 37 | 7.7
1977-02-01 | 23:00 | -8.3 | 41 | 7.2
1977-02-01 | 24:00 | -8.9 | 41 | 7.7
1977-02-02 | 1:00 | -8.9 | 39 | 8.8
1977-02-02 | 2:00 | -8.9 | 39 | 7.2
1977-02-02 | 3:00 | -9.4 | 40 | 5.7
1977-02-02 | 4:00 | -9.4 | 40 | 6.7
1977-02-02 | 5:00 | -10 | 42 | 7.7
1977-02-02 | 6:00 | -10.6 | 44 | 7.7
1977-02-02 | 7:00 | -10.6 | 44 | 8.2
1977-02-02 | 8:00 | -10 | 42 | 7.7
1977-02-02 | 9:00 | -9.4 | 40 | 6.7
1977-02-02 | 10:00 | -8.9 | 41 | 7.7
1977-02-02 | 11:00 | -7.8 | 37 | 8.8
1977-02-02 | 12:00 | -6.7 | 38 | 8.8
1977-02-02 | 13:00 | -5.6 | 35 | 7.7
1977-02-02 | 14:00 | -4.4 | 33 | 9.3
1977-02-02 | 15:00 | -3.3 | 31 | 7.7
1977-02-02 | 16:00 | -2.8 | 29 | 7.7
1977-02-02 | 17:00 | -2.8 | 28 | 6.2
1977-02-02 | 18:00 | -3.3 | 29 | 4.6
1977-02-02 | 19:00 | -3.9 | 29 | 6.2
1977-02-02 | 20:00 | -4.4 | 32 | 5.7
1977-02-02 | 21:00 | -5 | 35 | 6.2
1977-02-02 | 22:00 | -5.6 | 40 | 5.2
1977-02-02 | 23:00 | -5.6 | 44 | 5.7
1977-02-02 | 24:00 | -6.7 | 45 | 5.2
1977-02-03 | 1:00 | -6.7 | 50 | 5.2
1977-02-03 | 2:00 | -7.2 | 52 | 5.2
1977-02-03 | 3:00 | -6.7 | 52 | 5.2
1977-02-03 | 4:00 | -6.7 | 52 | 5.2
1977-02-03 | 5:00 | -6.1 | 52 | 5.2
1977-02-03 | 6:00 | -5.6 | 55 | 5.2
1977-02-03 | 7:00 | -5.6 | 57 | 6.2
1977-02-03 | 8:00 | -5 | 63 | 6.2
1977-02-03 | 9:00 | -4.4 | 66 | 7.7
1977-02-03 | 10:00 | -3.3 | 66 | 6.7
1977-02-03 | 11:00 | -1.1 | 61 | 7.2
1977-02-03 | 12:00 | 0 | 64 | 6.7
1977-02-03 | 13:00 | 0.6 | 72 | 7.2
1977-02-03 | 14:00 | 1.1 | 76 | 7.2
1977-02-03 | 15:00 | 1.7 | 76 | 8.2
1977-02-03 | 16:00 | 1.1 | 79 | 7.7
1977-02-03 | 17:00 | 1.7 | 76 | 5.7
1977-02-03 | 18:00 | 1.7 | 76 | 6.7
1977-02-03 | 19:00 | 1.7 | 70 | 7.7
1977-02-03 | 20:00 | 1.1 | 67 | 6.7
1977-02-03 | 21:00 | 1.1 | 67 | 6.7
1977-02-03 | 22:00 | 0.6 | 67 | 6.2
1977-02-03 | 23:00 | 0 | 69 | 6.2
1977-02-03 | 24:00 | -0.6 | 69 | 6.7
1977-02-04 | 1:00 | -1.1 | 69 | 6.2
1977-02-04 | 2:00 | -1.1 | 66 | 6.2
1977-02-04 | 3:00 | -1.1 | 64 | 7.7
1977-02-04 | 4:00 | -0.6 | 51 | 6.7
1977-02-04 | 5:00 | -1.1 | 51 | 9.8
1977-02-04 | 6:00 | -1.1 | 51 | 8.2
1977-02-04 | 7:00 | -1.7 | 53 | 7.7
1977-02-04 | 8:00 | -1.7 | 53 | 6.2
1977-02-04 | 9:00 | -1.7 | 53 | 8.8
1977-02-04 | 10:00 | -1.1 | 51 | 7.7
1977-02-04 | 11:00 | -0.6 | 45 | 8.2
1977-02-04 | 12:00 | 0 | 45 | 6.7
1977-02-04 | 13:00 | 1.1 | 42 | 6.7
1977-02-04 | 14:00 | 1.7 | 42 | 7.2
1977-02-04 | 15:00 | 1.7 | 42 | 4.1
1977-02-04 | 16:00 | 1.7 | 44 | 6.2
1977-02-04 | 17:00 | 1.1 | 46 | 5.7
1977-02-04 | 18:00 | 1.1 | 44 | 4.1
1977-02-04 | 19:00 | 0.6 | 45 | 3.6
1977-02-04 | 20:00 | 0.6 | 45 | 3.1
1977-02-04 | 21:00 | 0.6 | 45 | 3.1
1977-02-04 | 22:00 | 0.6 | 45 | 3.6
1977-02-04 | 23:00 | -0.6 | 56 | 3.6
1977-02-04 | 24:00 | -0.6 | 54 | 3.6
1977-02-05 | 1:00 | -0.6 | 56 | 5.2
1977-02-05 | 2:00 | -1.7 | 63 | 3.1
1977-02-05 | 3:00 | -2.2 | 66 | 3.1
1977-02-05 | 4:00 | -3.3 | 72 | 2.1
1977-02-05 | 5:00 | -2.8 | 72 | 2.1
1977-02-05 | 6:00 | -2.8 | 75 | 1.5
1977-02-05 | 7:00 | -2.2 | 75 | 3.1
1977-02-05 | 8:00 | -2.8 | 75 | 3.1
1977-02-05 | 9:00 | -1.7 | 75 | 3.6
1977-02-05 | 10:00 | -1.1 | 78 | 5.2
1977-02-05 | 11:00 | -1.1 | 78 | 5.2
1977-02-05 | 12:00 | -0.6 | 75 | 5.2
1977-02-05 | 13:00 | -0.6 | 75 | 4.6
1977-02-05 | 14:00 | -0.6 | 82 | 4.6
1977-02-05 | 15:00 | -0.6 | 78 | 6.7
1977-02-05 | 16:00 | -0.6 | 78 | 3.6
1977-02-05 | 17:00 | -0.6 | 78 | 4.6
1977-02-05 | 18:00 | -0.6 | 75 | 4.1
1977-02-05 | 19:00 | -0.6 | 72 | 6.2
1977-02-05 | 20:00 | -1.7 | 78 | 5.7
1977-02-05 | 21:00 | -1.7 | 69 | 5.7
1977-02-05 | 22:00 | -2.2 | 69 | 6.7
1977-02-05 | 23:00 | -2.8 | 72 | 5.2
1977-02-05 | 24:00 | -2.8 | 69 | 5.7
1977-02-06 | 1:00 | -2.8 | 69 | 6.2
1977-02-06 | 2:00 | -2.8 | 75 | 5.7
1977-02-06 | 3:00 | -4.4 | 68 | 8.2
1977-02-06 | 4:00 | -5.6 | 65 | 8.2
1977-02-06 | 5:00 | -5.6 | 60 | 7.7
1977-02-06 | 6:00 | -6.7 | 62 | 8.8
1977-02-06 | 7:00 | -6.7 | 57 | 9.3
1977-02-06 | 8:00 | -6.7 | 54 | 7.2
1977-02-06 | 9:00 | -6.7 | 54 | 8.2
1977-02-06 | 10:00 | -7.2 | 54 | 6.2
1977-02-06 | 11:00 | -6.1 | 52 | 9.3
1977-02-06 | 12:00 | -5.6 | 48 | 8.2
1977-02-06 | 13:00 | -5 | 48 | 8.8
1977-02-06 | 14:00 | -3.9 | 44 | 8.2
1977-02-06 | 15:00 | -3.3 | 42 | 10.3
1977-02-06 | 16:00 | -4.4 | 44 | 10.3
1977-02-06 | 17:00 | -5.6 | 46 | 11.3
1977-02-06 | 18:00 | -5.6 | 46 | 9.3
1977-02-06 | 19:00 | -6.7 | 47 | 8.8
1977-02-06 | 20:00 | -7.2 | 47 | 8.8
1977-02-06 | 21:00 | -7.8 | 47 | 7.2
1977-02-06 | 22:00 | -7.8 | 47 | 7.7
1977-02-06 | 23:00 | -8.3 | 47 | 6.2
1977-02-06 | 24:00 | -8.3 | 47 | 7.7
1977-02-07 | 1:00 | -8.3 | 47 | 7.7
1977-02-07 | 2:00 | -8.3 | 49 | 7.2
1977-02-07 | 3:00 | -7.8 | 49 | 5.7
1977-02-07 | 4:00 | -7.8 | 49 | 5.2
1977-02-07 | 5:00 | -7.8 | 47 | 6.7
1977-02-07 | 6:00 | -7.8 | 47 | 6.2
1977-02-07 | 7:00 | -7.2 | 47 | 6.2
1977-02-07 | 8:00 | -7.2 | 47 | 7.7
1977-02-07 | 9:00 | -7.2 | 45 | 6.2
1977-02-07 | 10:00 | -7.2 | 49 | 8.2
1977-02-07 | 11:00 | -6.7 | 47 | 7.2
1977-02-07 | 12:00 | -5.6 | 48 | 7.7
1977-02-07 | 13:00 | -4.4 | 46 | 6.2
1977-02-07 | 14:00 | -3.9 | 44 | 8.2
1977-02-07 | 15:00 | -2.8 | 43 | 6.2
1977-02-07 | 16:00 | -2.8 | 43 | 6.2
1977-02-07 | 17:00 | -2.8 | 43 | 7.7
1977-02-07 | 18:00 | -3.3 | 42 | 6.2
1977-02-07 | 19:00 | -3.9 | 44 | 5.2
1977-02-07 | 20:00 | -4.4 | 46 | 5.2
1977-02-07 | 21:00 | -5.6 | 48 | 6.2
1977-02-07 | 22:00 | -6.1 | 48 | 6.2
1977-02-07 | 23:00 | -6.7 | 50 | 6.7
1977-02-07 | 24:00 | -7.2 | 49 | 7.2
1977-02-08 | 1:00 | -7.2 | 49 | 7.2
1977-02-08 | 2:00 | -7.8 | 52 | 6.7
1977-02-08 | 3:00 | -7.8 | 52 | 5.2
1977-02-08 | 4:00 | -7.2 | 49 | 5.2
1977-02-08 | 5:00 | -7.8 | 49 | 6.7
1977-02-08 | 6:00 | -7.8 | 49 | 5.7
1977-02-08 | 7:00 | -7.8 | 49 | 5.2
1977-02-08 | 8:00 | -7.2 | 49 | 7.7
1977-02-08 | 9:00 | -6.7 | 50 | 7.7
1977-02-08 | 10:00 | -5.6 | 50 | 8.2
1977-02-08 | 11:00 | -3.9 | 53 | 6.2
1977-02-08 | 12:00 | -2.2 | 47 | 8.2
1977-02-08 | 13:00 | -1.1 | 49 | 7.7
1977-02-08 | 14:00 | 0.6 | 44 | 6.7
1977-02-08 | 15:00 | 0.6 | 42 | 7.2
1977-02-08 | 16:00 | 0.6 | 40 | 6.7
1977-02-08 | 17:00 | 0 | 40 | 5.7
1977-02-08 | 18:00 | -0.6 | 38 | 4.6
1977-02-08 | 19:00 | -1.1 | 38 | 4.1
1977-02-08 | 20:00 | -1.7 | 37 | 4.1
1977-02-08 | 21:00 | -2.2 | 39 | 5.2
1977-02-08 | 22:00 | -2.8 | 41 | 4.1
1977-02-08 | 23:00 | -2.8 | 43 | 4.6
1977-02-08 | 24:00 | -3.9 | 46 | 5.2
1977-02-09 | 1:00 | -4.4 | 48 | 2.6
1977-02-09 | 2:00 | -5 | 52 | 3.1
1977-02-09 | 3:00 | -5.6 | 55 | 4.1
1977-02-09 | 4:00 | -5 | 52 | 4.1
1977-02-09 | 5:00 | -5 | 52 | 4.6
1977-02-09 | 6:00 | -5 | 52 | 5.7
1977-02-09 | 7:00 | -5 | 52 | 4.1
1977-02-09 | 8:00 | -6.1 | 60 | 5.2
1977-02-09 | 9:00 | -4.4 | 55 | 5.2
1977-02-09 | 10:00 | -3.3 | 48 | 6.2
1977-02-09 | 11:00 | -1.1 | 45 | 8.2
1977-02-09 | 12:00 | 0 | 43 | 7.2
1977-02-09 | 13:00 | 1.1 | 40 | 7.7
1977-02-09 | 14:00 | 1.1 | 42 | 7.7
1977-02-09 | 15:00 | 2.2 | 40 | 7.7
1977-02-09 | 16:00 | 1.7 | 46 | 6.7
1977-02-09 | 17:00 | 1.7 | 44 | 6.7
1977-02-09 | 18:00 | 0.6 | 48 | 7.7
1977-02-09 | 19:00 | 0 | 49 | 6.7
1977-02-09 | 20:00 | 0 | 54 | 6.7
1977-02-09 | 21:00 | 0 | 54 | 8.2
1977-02-09 | 22:00 | 0.6 | 54 | 7.7
1977-02-09 | 23:00 | 0.6 | 54 | 7.2
1977-02-09 | 24:00 | 0.6 | 56 | 6.2
1977-02-10 | 1:00 | 1.1 | 54 | 6.2
1977-02-10 | 2:00 | 1.1 | 54 | 5.7
1977-02-10 | 3:00 | 1.1 | 54 | 5.2
1977-02-10 | 4:00 | 0.6 | 56 | 4.1
1977-02-10 | 5:00 | 0.6 | 56 | 4.1
1977-02-10 | 6:00 | 0 | 59 | 4.6
1977-02-10 | 7:00 | 0.6 | 59 | 4.1
1977-02-10 | 8:00 | 1.7 | 52 | 7.7
1977-02-10 | 9:00 | -0.6 | 75 | 4.6
1977-02-10 | 10:00 | 1.1 | 64 | 4.1
1977-02-10 | 11:00 | 2.8 | 57 | 5.7
1977-02-10 | 12:00 | 3.9 | 51 | 6.7
1977-02-10 | 13:00 | 4.4 | 49 | 6.7
1977-02-10 | 14:00 | 5 | 47 | 6.2
1977-02-10 | 15:00 | 5 | 47 | 5.7
1977-02-10 | 16:00 | 5 | 47 | 5.2
1977-02-10 | 17:00 | 4.4 | 47 | 4.1
1977-02-10 | 18:00 | 3.9 | 48 | 3.1
1977-02-10 | 19:00 | 3.3 | 48 | 4.1
1977-02-10 | 20:00 | 2.2 | 50 | 4.1
1977-02-10 | 21:00 | 1.7 | 50 | 2.6
1977-02-10 | 22:00 | 1.7 | 50 | 3.1
1977-02-10 | 23:00 | 0 | 56 | 1
1977-02-10 | 24:00 | -1.7 | 69 | 1
1977-02-11 | 1:00 | -1.7 | 69 | 1.5
1977-02-11 | 2:00 | -1.1 | 69 | 2.6
1977-02-11 | 3:00 | 0 | 64 | 3.6
1977-02-11 | 4:00 | 0 | 61 | 4.6
1977-02-11 | 5:00 | -1.1 | 66 | 2.6
1977-02-11 | 6:00 | -1.7 | 66 | 2.1
1977-02-11 | 7:00 | -2.2 | 69 | 3.1
1977-02-11 | 8:00 | -1.1 | 69 | 3.6
1977-02-11 | 9:00 | -0.6 | 69 | 3.6
1977-02-11 | 10:00 | 2.2 | 62 | 5.2
1977-02-11 | 11:00 | 3.9 | 57 | 7.2
1977-02-11 | 12:00 | 4.4 | 57 | 7.7
1977-02-11 | 13:00 | 5 | 58 | 6.2
1977-02-11 | 14:00 | 6.1 | 53 | 6.7
1977-02-11 | 15:00 | 6.7 | 58 | 6.2
1977-02-11 | 16:00 | 6.1 | 63 | 5.2
1977-02-11 | 17:00 | 6.1 | 63 | 5.7
1977-02-11 | 18:00 | 4.4 | 68 | 4.6
1977-02-11 | 19:00 | 3.9 | 70 | 4.6
1977-02-11 | 20:00 | 5.6 | 63 | 5.2
1977-02-11 | 21:00 | 6.1 | 58 | 5.7
1977-02-11 | 22:00 | 6.1 | 58 | 4.6
1977-02-11 | 23:00 | 6.7 | 56 | 5.7
1977-02-11 | 24:00 | 8.3 | 50 | 4.6
1977-02-12 | 1:00 | 6.7 | 53 | 5.7
1977-02-12 | 2:00 | 5.6 | 58 | 6.2
1977-02-12 | 3:00 | 5 | 60 | 5.7
1977-02-12 | 4:00 | 5 | 58 | 6.2
1977-02-12 | 5:00 | 4.4 | 60 | 5.2
1977-02-12 | 6:00 | 4.4 | 60 | 3.6
1977-02-12 | 7:00 | 4.4 | 60 | 2.6
1977-02-12 | 8:00 | 5 | 58 | 4.1
1977-02-12 | 9:00 | 5 | 58 | 5.2
1977-02-12 | 10:00 | 5.6 | 58 | 4.1
1977-02-12 | 11:00 | 5 | 62 | 3.6
1977-02-12 | 12:00 | 6.7 | 53 | 4.1
1977-02-12 | 13:00 | 7.2 | 51 | 4.1
1977-02-12 | 14:00 | 7.8 | 48 | 4.1
1977-02-12 | 15:00 | 6.7 | 53 | 4.1
1977-02-12 | 16:00 | 6.7 | 51 | 3.6
1977-02-12 | 17:00 | 6.7 | 51 | 3.1
1977-02-12 | 18:00 | 6.1 | 53 | 2.6
1977-02-12 | 19:00 | 5 | 58 | 4.1
1977-02-12 | 20:00 | 4.4 | 62 | 3.1
1977-02-12 | 21:00 | 3.9 | 62 | 3.1
1977-02-12 | 22:00 | 2.8 | 70 | 3.1
1977-02-12 | 23:00 | 2.8 | 70 | 2.6
1977-02-12 | 24:00 | 2.2 | 70 | 3.1
1977-02-13 | 1:00 | 2.2 | 73 | 3.1
1977-02-13 | 2:00 | 2.2 | 73 | 2.1
1977-02-13 | 3:00 | 1.7 | 76 | 2.1
1977-02-13 | 4:00 | 1.7 | 79 | 3.6
1977-02-13 | 5:00 | 1.1 | 79 | 3.6
1977-02-13 | 6:00 | 1.7 | 79 | 3.1
1977-02-13 | 7:00 | 1.7 | 79 | 4.1
1977-02-13 | 8:00 | 1.7 | 82 | 3.1
1977-02-13 | 9:00 | 2.2 | 82 | 3.1
1977-02-13 | 10:00 | 2.2 | 82 | 4.1
1977-02-13 | 11:00 | 3.9 | 82 | 3.1
1977-02-13 | 12:00 | 3.9 | 82 | 2.6
1977-02-13 | 13:00 | 3.3 | 86 | 2.6
1977-02-13 | 14:00 | 3.9 | 86 | 2.1
1977-02-13 | 15:00 | 5 | 86 | 1.5
1977-02-13 | 16:00 | 4.4 | 82 | 3.1
1977-02-13 | 17:00 | 3.3 | 89 | 3.6
1977-02-13 | 18:00 | 3.3 | 82 | 4.6
1977-02-13 | 19:00 | 3.9 | 79 | 4.1
1977-02-13 | 20:00 | 3.9 | 79 | 2.6
1977-02-13 | 21:00 | 4.4 | 76 | 4.6
1977-02-13 | 22:00 | 3.9 | 79 | 3.6
1977-02-13 | 23:00 | 4.4 | 76 | 5.7
1977-02-13 | 24:00 | 5 | 65 | 7.2
1977-02-14 | 1:00 | 3.9 | 70 | 6.2
1977-02-14 | 2:00 | 3.3 | 65 | 5.7
1977-02-14 | 3:00 | 3.3 | 65 | 6.7
1977-02-14 | 4:00 | 2.8 | 62 | 6.2
1977-02-14 | 5:00 | 1.7 | 67 | 6.2
1977-02-14 | 6:00 | 1.7 | 67 | 6.2
1977-02-14 | 7:00 | 1.7 | 64 | 5.7
1977-02-14 | 8:00 | 2.2 | 62 | 7.2
1977-02-14 | 9:00 | 3.3 | 57 | 7.7
1977-02-14 | 10:00 | 4.4 | 51 | 6.7
1977-02-14 | 11:00 | 5 | 49 | 6.7
1977-02-14 | 12:00 | 5.6 | 43 | 10.3
1977-02-14 | 13:00 | 5.6 | 43 | 7.7
1977-02-14 | 14:00 | 6.1 | 38 | 6.2
1977-02-14 | 15:00 | 6.1 | 38 | 7.2
1977-02-14 | 16:00 | 6.7 | 36 | 5.2
1977-02-14 | 17:00 | 6.1 | 38 | 4.6
1977-02-14 | 18:00 | 6.1 | 37 | 4.6
1977-02-14 | 19:00 | 5 | 41 | 4.1
1977-02-14 | 20:00 | 3.3 | 48 | 4.1
1977-02-14 | 21:00 | 2.8 | 52 | 3.6
1977-02-14 | 22:00 | 3.3 | 53 | 5.2
1977-02-14 | 23:00 | 2.8 | 55 | 4.6
1977-02-14 | 24:00 | 2.2 | 57 | 4.6
1977-02-15 | 1:00 | 2.2 | 57 | 4.6
1977-02-15 | 2:00 | 1.7 | 59 | 3.6
1977-02-15 | 3:00 | 1.7 | 62 | 2.6
1977-02-15 | 4:00 | 1.7 | 62 | 2.6
1977-02-15 | 5:00 | 1.1 | 70 | 2.1
1977-02-15 | 6:00 | 1.7 | 67 | 4.1
1977-02-15 | 7:00 | 1.7 | 67 | 3.1
1977-02-15 | 8:00 | 1.7 | 70 | 2.1
1977-02-15 | 9:00 | 1.1 | 76 | 2.1
1977-02-15 | 10:00 | 1.1 | 79 | 2.6
1977-02-15 | 11:00 | 0.6 | 82 | 3.1
1977-02-15 | 12:00 | 1.1 | 82 | 2.1
1977-02-15 | 13:00 | 1.1 | 82 | 2.6
1977-02-15 | 14:00 | 2.2 | 79 | 6.2
1977-02-15 | 15:00 | 1.7 | 73 | 6.7
1977-02-15 | 16:00 | 2.2 | 64 | 7.2
1977-02-15 | 17:00 | 2.2 | 55 | 7.7
1977-02-15 | 18:00 | 1.1 | 46 | 8.2
1977-02-15 | 19:00 | -0.6 | 47 | 8.2
1977-02-15 | 20:00 | -0.6 | 45 | 7.2
1977-02-15 | 21:00 | -1.7 | 47 | 7.2
1977-02-15 | 22:00 | -2.2 | 47 | 5.2
1977-02-15 | 23:00 | -2.8 | 47 | 8.2
1977-02-15 | 24:00 | -3.3 | 46 | 7.2
1977-02-16 | 1:00 | -4.4 | 48 | 7.2
1977-02-16 | 2:00 | -5 | 48 | 6.7
1977-02-16 | 3:00 | -5.6 | 48 | 6.7
1977-02-16 | 4:00 | -6.1 | 50 | 6.7
1977-02-16 | 5:00 | -6.1 | 50 | 5.7
1977-02-16 | 6:00 | -6.7 | 52 | 5.2
1977-02-16 | 7:00 | -6.7 | 52 | 4.6
1977-02-16 | 8:00 | -6.1 | 50 | 5.7
1977-02-16 | 9:00 | -6.1 | 52 | 4.6
1977-02-16 | 10:00 | -5 | 48 | 4.1
1977-02-16 | 11:00 | -5 | 50 | 4.1
1977-02-16 | 12:00 | -3.9 | 44 | 5.2
1977-02-16 | 13:00 | -3.3 | 44 | 6.2
1977-02-16 | 14:00 | -3.3 | 42 | 5.7
1977-02-16 | 15:00 | -2.2 | 39 | 5.2
1977-02-16 | 16:00 | -2.8 | 41 | 6.2
1977-02-16 | 17:00 | -2.2 | 37 | 5.2
1977-02-16 | 18:00 | -3.3 | 40 | 4.6
1977-02-16 | 19:00 | -3.9 | 40 | 5.2
1977-02-16 | 20:00 | -5 | 42 | 6.2
1977-02-16 | 21:00 | -6.1 | 43 | 5.2
1977-02-16 | 22:00 | -6.7 | 45 | 5.2
1977-02-16 | 23:00 | -7.2 | 47 | 5.7
1977-02-16 | 24:00 | -7.8 | 47 | 5.2
1977-02-17 | 1:00 | -8.3 | 47 | 5.2
1977-02-17 | 2:00 | -9.4 | 49 | 6.7
1977-02-17 | 3:00 | -10.6 | 51 | 7.2
1977-02-17 | 4:00 | -11.7 | 50 | 6.7
1977-02-17 | 5:00 | -12.2 | 48 | 5.7
1977-02-17 | 6:00 | -12.8 | 50 | 5.7
1977-02-17 | 7:00 | -12.8 | 50 | 5.7
1977-02-17 | 8:00 | -12.2 | 48 | 5.7
1977-02-17 | 9:00 | -11.1 | 46 | 5.7
1977-02-17 | 10:00 | -10 | 46 | 6.2
1977-02-17 | 11:00 | -8.9 | 45 | 5.7
1977-02-17 | 12:00 | -8.3 | 47 | 5.2
1977-02-17 | 13:00 | -7.2 | 43 | 5.7
1977-02-17 | 14:00 | -6.1 | 41 | 5.7
1977-02-17 | 15:00 | -5 | 42 | 5.2
1977-02-17 | 16:00 | -5 | 42 | 6.2
1977-02-17 | 17:00 | -5 | 42 | 4.6
1977-02-17 | 18:00 | -5 | 42 | 5.7
1977-02-17 | 19:00 | -5.6 | 44 | 5.2
1977-02-17 | 20:00 | -5.6 | 44 | 5.7
1977-02-17 | 21:00 | -6.1 | 45 | 4.1
1977-02-17 | 22:00 | -6.7 | 45 | 4.1
1977-02-17 | 23:00 | -7.8 | 49 | 3.1
1977-02-17 | 24:00 | -7.8 | 52 | 4.6
1977-02-18 | 1:00 | -7.8 | 52 | 5.2
1977-02-18 | 2:00 | -8.3 | 54 | 5.2
1977-02-18 | 3:00 | -7.8 | 52 | 5.2
1977-02-18 | 4:00 | -8.3 | 54 | 5.7
1977-02-18 | 5:00 | -7.8 | 52 | 5.7
1977-02-18 | 6:00 | -7.8 | 52 | 5.7
1977-02-18 | 7:00 | -7.8 | 52 | 5.2
1977-02-18 | 8:00 | -7.2 | 52 | 3.6
1977-02-18 | 9:00 | -6.7 | 52 | 4.1
1977-02-18 | 10:00 | -4.4 | 50 | 4.1
1977-02-18 | 11:00 | -2.2 | 41 | 1
1977-02-18 | 12:00 | -2.8 | 49 | 2.6
1977-02-18 | 13:00 | -2.2 | 47 | 2.1
1977-02-18 | 14:00 | -1.1 | 47 | 4.1
1977-02-18 | 15:00 | -0.6 | 43 | 2.6
1977-02-18 | 16:00 | 0.6 | 38 | 5.2
1977-02-18 | 17:00 | -2.2 | 56 | 6.7
1977-02-18 | 18:00 | -2.8 | 58 | 5.7
1977-02-18 | 19:00 | -2.2 | 58 | 5.2
1977-02-18 | 20:00 | -2.8 | 53 | 4.1
1977-02-18 | 21:00 | -2.2 | 53 | 6.2
1977-02-18 | 22:00 | -2.2 | 51 | 5.2
1977-02-18 | 23:00 | -3.9 | 53 | 4.6
1977-02-18 | 24:00 | -4.4 | 58 | 4.1
1977-02-19 | 1:00 | -4.4 | 60 | 3.6
1977-02-19 | 2:00 | -4.4 | 63 | 4.1
1977-02-19 | 3:00 | -5 | 68 | 4.1
1977-02-19 | 4:00 | -5 | 68 | 3.6
1977-02-19 | 5:00 | -3.9 | 69 | 4.6
1977-02-19 | 6:00 | -3.9 | 72 | 4.1
1977-02-19 | 7:00 | -2.8 | 69 | 4.6
1977-02-19 | 8:00 | -1.7 | 69 | 5.7
1977-02-19 | 9:00 | -1.1 | 69 | 4.6
1977-02-19 | 10:00 | 0 | 69 | 6.2
1977-02-19 | 11:00 | 1.7 | 67 | 4.6
1977-02-19 | 12:00 | 2.2 | 64 | 4.1
1977-02-19 | 13:00 | 2.8 | 67 | 6.7
1977-02-19 | 14:00 | 3.3 | 65 | 5.7
1977-02-19 | 15:00 | 2.8 | 70 | 5.2
1977-02-19 | 16:00 | 2.2 | 70 | 5.7
1977-02-19 | 17:00 | 2.2 | 70 | 4.1
1977-02-19 | 18:00 | 2.8 | 67 | 4.6
1977-02-19 | 19:00 | 2.8 | 67 | 4.1
1977-02-19 | 20:00 | 1.7 | 73 | 4.1
1977-02-19 | 21:00 | 0.6 | 75 | 3.1
1977-02-19 | 22:00 | -0.6 | 78 | 3.1
1977-02-19 | 23:00 | 0 | 75 | 3.1
1977-02-19 | 24:00 | 0 | 72 | 3.1
1977-02-20 | 1:00 | -0.6 | 78 | 1
1977-02-20 | 2:00 | -2.8 | 78 | 3.1
1977-02-20 | 3:00 | -0.6 | 75 | 2.6
1977-02-20 | 4:00 | -1.7 | 78 | 2.1
1977-02-20 | 5:00 | -1.7 | 75 | 3.1
1977-02-20 | 6:00 | -1.7 | 75 | 3.1
1977-02-20 | 7:00 | -1.7 | 75 | 2.6
1977-02-20 | 8:00 | -0.6 | 75 | 3.6
1977-02-20 | 9:00 | 0 | 75 | 3.1
1977-02-20 | 10:00 | 1.1 | 73 | 5.7
1977-02-20 | 11:00 | 2.2 | 73 | 6.2
1977-02-20 | 12:00 | 1.7 | 76 | 7.7
1977-02-20 | 13:00 | 1.1 | 79 | 8.2
1977-02-20 | 14:00 | 1.1 | 79 | 8.8
1977-02-20 | 15:00 | 1.1 | 82 | 8.2
1977-02-20 | 16:00 | 1.1 | 82 | 9.3
1977-02-20 | 17:00 | 1.1 | 82 | 6.7
1977-02-20 | 18:00 | 0.6 | 82 | 6.7
1977-02-20 | 19:00 | 0 | 79 | 9.3
1977-02-20 | 20:00 | 0 | 75 | 6.2
1977-02-20 | 21:00 | 0 | 75 | 6.7
1977-02-20 | 22:00 | 0 | 75 | 6.7
1977-02-20 | 23:00 | -0.6 | 75 | 6.2
1977-02-20 | 24:00 | -0.6 | 75 | 4.6
1977-02-21 | 1:00 | -1.1 | 78 | 4.6
1977-02-21 | 2:00 | -1.1 | 75 | 5.7
1977-02-21 | 3:00 | -1.1 | 75 | 5.7
1977-02-21 | 4:00 | -1.1 | 75 | 5.7
1977-02-21 | 5:00 | -0.6 | 72 | 5.2
1977-02-21 | 6:00 | -0.6 | 66 | 5.7
1977-02-21 | 7:00 | -0.6 | 61 | 6.7
1977-02-21 | 8:00 | -1.1 | 64 | 6.2
1977-02-21 | 9:00 | -1.1 | 61 | 7.2
1977-02-21 | 10:00 | -0.6 | 54 | 8.8
1977-02-21 | 11:00 | -0.6 | 51 | 8.8
1977-02-21 | 12:00 | 0 | 52 | 9.3
1977-02-21 | 13:00 | 0 | 47 | 9.3
1977-02-21 | 14:00 | 0.6 | 45 | 9.3
1977-02-21 | 15:00 | 0.6 | 44 | 9.3
1977-02-21 | 16:00 | 0.6 | 45 | 9.3
1977-02-21 | 17:00 | -0.6 | 47 | 10.3
1977-02-21 | 18:00 | -0.6 | 43 | 5.7
1977-02-21 | 19:00 | -1.7 | 45 | 9.8
1977-02-21 | 20:00 | -2.2 | 45 | 6.7
1977-02-21 | 21:00 | -3.3 | 46 | 10.3
1977-02-21 | 22:00 | -4.4 | 50 | 10.8
1977-02-21 | 23:00 | -5 | 50 | 10.3
1977-02-21 | 24:00 | -6.1 | 50 | 6.7
1977-02-22 | 1:00 | -5.6 | 48 | 6.7
1977-02-22 | 2:00 | -6.7 | 50 | 8.2
1977-02-22 | 3:00 | -6.7 | 50 | 6.2
1977-02-22 | 4:00 | -7.2 | 52 | 7.2
1977-02-22 | 5:00 | -7.2 | 49 | 5.7
1977-02-22 | 6:00 | -8.3 | 51 | 5.2
1977-02-22 | 7:00 | -8.9 | 54 | 4.6
1977-02-22 | 8:00 | -7.2 | 49 | 6.2
1977-02-22 | 9:00 | -6.1 | 48 | 6.2
1977-02-22 | 10:00 | -4.4 | 53 | 8.8
1977-02-22 | 11:00 | -2.2 | 53 | 7.2
1977-02-22 | 12:00 | -0.6 | 51 | 8.8
1977-02-22 | 13:00 | 0.6 | 50 | 9.3
1977-02-22 | 14:00 | 1.7 | 52 | 10.3
1977-02-22 | 15:00 | 2.2 | 52 | 8.2
1977-02-22 | 16:00 | 2.2 | 55 | 6.7
1977-02-22 | 17:00 | 2.8 | 52 | 8.8
1977-02-22 | 18:00 | 1.7 | 57 | 6.2
1977-02-22 | 19:00 | 1.7 | 57 | 7.7
1977-02-22 | 20:00 | 1.7 | 57 | 6.7
1977-02-22 | 21:00 | 1.1 | 59 | 4.6
1977-02-22 | 22:00 | 0.6 | 61 | 4.1
1977-02-22 | 23:00 | -1.1 | 69 | 4.1
1977-02-22 | 24:00 | 0 | 61 | 3.1
1977-02-23 | 1:00 | 0.6 | 61 | 2.1
1977-02-23 | 2:00 | 0.6 | 64 | 1.5
1977-02-23 | 3:00 | 0.6 | 64 | 1.5
1977-02-23 | 4:00 | 0.6 | 64 | 1
1977-02-23 | 5:00 | 0.6 | 64 | 2.1
1977-02-23 | 6:00 | 0 | 59 | 4.1
1977-02-23 | 7:00 | 0 | 64 | 4.6
1977-02-23 | 8:00 | 0 | 61 | 2.1
1977-02-23 | 9:00 | 1.7 | 57 | 1.5
1977-02-23 | 10:00 | 2.8 | 57 | 4.1
1977-02-23 | 11:00 | 3.3 | 53 | 4.1
1977-02-23 | 12:00 | 2.8 | 57 | 4.1
1977-02-23 | 13:00 | 2.8 | 57 | 4.6
1977-02-23 | 14:00 | 1.7 | 67 | 4.6
1977-02-23 | 15:00 | 1.7 | 67 | 5.2
1977-02-23 | 16:00 | 1.7 | 70 | 4.6
1977-02-23 | 17:00 | 1.7 | 73 | 4.6
1977-02-23 | 18:00 | 1.7 | 73 | 5.7
1977-02-23 | 19:00 | 1.7 | 73 | 5.2
1977-02-23 | 20:00 | 1.7 | 70 | 4.6
1977-02-23 | 21:00 | 1.7 | 70 | 4.6
1977-02-23 | 22:00 | 1.1 | 73 | 4.6
1977-02-23 | 23:00 | 1.7 | 70 | 6.2
1977-02-23 | 24:00 | 1.7 | 64 | 7.2
1977-02-24 | 1:00 | 1.1 | 64 | 7.2
1977-02-24 | 2:00 | 0.6 | 61 | 6.7
1977-02-24 | 3:00 | 0.6 | 64 | 6.7
1977-02-24 | 4:00 | 0.6 | 67 | 6.2
1977-02-24 | 5:00 | 1.1 | 67 | 6.7
1977-02-24 | 6:00 | 1.1 | 70 | 6.7
1977-02-24 | 7:00 | 1.1 | 73 | 8.2
1977-02-24 | 8:00 | 1.7 | 73 | 6.7
1977-02-24 | 9:00 | 0.6 | 79 | 9.3
1977-02-24 | 10:00 | 0.6 | 79 | 9.8
1977-02-24 | 11:00 | 0.6 | 82 | 8.2
1977-02-24 | 12:00 | 1.1 | 79 | 8.2
1977-02-24 | 13:00 | 1.1 | 82 | 7.7
1977-02-24 | 14:00 | 1.7 | 79 | 6.2
1977-02-24 | 15:00 | 1.7 | 82 | 7.2
1977-02-24 | 16:00 | 2.2 | 82 | 6.7
1977-02-24 | 17:00 | 2.2 | 82 | 7.2
1977-02-24 | 18:00 | 2.8 | 82 | 10.3
1977-02-24 | 19:00 | 2.8 | 82 | 8.8
1977-02-24 | 20:00 | 3.3 | 82 | 8.2
1977-02-24 | 21:00 | 3.9 | 82 | 6.2
1977-02-24 | 22:00 | 3.9 | 82 | 4.1
1977-02-24 | 23:00 | 3.3 | 86 | 5.7
1977-02-24 | 24:00 | 3.3 | 89 | 6.2
1977-02-25 | 1:00 | 4.4 | 86 | 6.2
1977-02-25 | 2:00 | 5 | 89 | 12.4
1977-02-25 | 3:00 | 5.6 | 89 | 13.4
1977-02-25 | 4:00 | 5 | 89 | 11.3
1977-02-25 | 5:00 | 3.9 | 86 | 5.7
1977-02-25 | 6:00 | 5 | 86 | 13.4
1977-02-25 | 7:00 | 3.9 | 79 | 13.9
1977-02-25 | 8:00 | 5 | 73 | 15.4
1977-02-25 | 9:00 | 6.1 | 68 | 11.8
1977-02-25 | 10:00 | 7.2 | 60 | 11.3
1977-02-25 | 11:00 | 7.8 | 61 | 13.4
1977-02-25 | 12:00 | 7.8 | 61 | 11.3
1977-02-25 | 13:00 | 7.8 | 61 | 10.8
1977-02-25 | 14:00 | 7.8 | 54 | 14.4
1977-02-25 | 15:00 | 8.3 | 50 | 10.8
1977-02-25 | 16:00 | 8.3 | 48 | 6.2
1977-02-25 | 17:00 | 7.8 | 50 | 9.3
1977-02-25 | 18:00 | 7.2 | 49 | 6.7
1977-02-25 | 19:00 | 6.7 | 51 | 6.2
1977-02-25 | 20:00 | 6.1 | 53 | 9.3
1977-02-25 | 21:00 | 6.1 | 53 | 7.7
1977-02-25 | 22:00 | 5.6 | 55 | 7.7
1977-02-25 | 23:00 | 5.6 | 55 | 8.2
1977-02-25 | 24:00 | 5.6 | 51 | 6.2
1977-02-26 | 1:00 | 5.6 | 51 | 6.2
1977-02-26 | 2:00 | 5 | 53 | 5.7
1977-02-26 | 3:00 | 5 | 53 | 5.7
1977-02-26 | 4:00 | 5.6 | 47 | 6.7
1977-02-26 | 5:00 | 5 | 49 | 4.6
1977-02-26 | 6:00 | 5 | 51 | 5.2
1977-02-26 | 7:00 | 5.6 | 49 | 7.7
1977-02-26 | 8:00 | 5.6 | 45 | 7.2
1977-02-26 | 9:00 | 6.1 | 43 | 8.2
1977-02-26 | 10:00 | 6.1 | 43 | 7.7
1977-02-26 | 11:00 | 6.1 | 43 | 8.8
1977-02-26 | 12:00 | 6.1 | 43 | 7.7
1977-02-26 | 13:00 | 6.7 | 42 | 8.2
1977-02-26 | 14:00 | 7.2 | 40 | 7.2
1977-02-26 | 15:00 | 7.8 | 40 | 7.7
1977-02-26 | 16:00 | 7.8 | 40 | 7.7
1977-02-26 | 17:00 | 7.2 | 42 | 8.2
1977-02-26 | 18:00 | 6.1 | 45 | 5.7
1977-02-26 | 19:00 | 5.6 | 47 | 5.2
1977-02-26 | 20:00 | 5 | 49 | 5.2
1977-02-26 | 21:00 | 4.4 | 51 | 4.1
1977-02-26 | 22:00 | 4.4 | 53 | 3.1
1977-02-26 | 23:00 | 3.3 | 57 | 2.6
1977-02-26 | 24:00 | 2.2 | 64 | 3.1
1977-02-27 | 1:00 | 2.2 | 64 | 2.1
1977-02-27 | 2:00 | 3.3 | 65 | 5.2
1977-02-27 | 3:00 | 2.8 | 73 | 3.1
1977-02-27 | 4:00 | 1.7 | 76 | 3.6
1977-02-27 | 5:00 | 2.2 | 76 | 4.1
1977-02-27 | 6:00 | 1.7 | 76 | 4.1
1977-02-27 | 7:00 | 1.7 | 79 | 3.6
1977-02-27 | 8:00 | 2.8 | 76 | 4.1
1977-02-27 | 9:00 | 3.9 | 73 | 4.6
1977-02-27 | 10:00 | 3.9 | 73 | 4.6
1977-02-27 | 11:00 | 4.4 | 73 | 5.2
1977-02-27 | 12:00 | 4.4 | 70 | 6.7
1977-02-27 | 13:00 | 4.4 | 70 | 5.2
1977-02-27 | 14:00 | 3.9 | 70 | 5.7
1977-02-27 | 15:00 | 3.9 | 76 | 5.7
1977-02-27 | 16:00 | 3.9 | 76 | 5.2
1977-02-27 | 17:00 | 3.9 | 93 | 5.7
1977-02-27 | 18:00 | 3.9 | 93 | 6.2
1977-02-27 | 19:00 | 3.3 | 100 | 3.1
1977-02-27 | 20:00 | 3.9 | 96 | 1.5
1977-02-27 | 21:00 | 3.9 | 96 | 1
1977-02-27 | 22:00 | 4.4 | 100 | 3.1
1977-02-27 | 23:00 | 4.4 | 100 | 3.1
1977-02-27 | 24:00 | 5 | 93 | 1
1977-02-28 | 1:00 | 3.9 | 82 | 2.1
1977-02-28 | 2:00 | 3.9 | 82 | 2.6
1977-02-28 | 3:00 | 3.3 | 82 | 2.6
1977-02-28 | 4:00 | 4.4 | 79 | 3.1
1977-02-28 | 5:00 | 4.4 | 79 | 3.6
1977-02-28 | 6:00 | 5.6 | 73 | 5.7
1977-02-28 | 7:00 | 5 | 73 | 6.7
1977-02-28 | 8:00 | 4.4 | 65 | 7.2
1977-02-28 | 9:00 | 4.4 | 60 | 6.7
1977-02-28 | 10:00 | 5 | 55 | 8.2
1977-02-28 | 11:00 | 5 | 53 | 7.2
1977-02-28 | 12:00 | 5 | 53 | 7.2
1977-02-28 | 13:00 | 5 | 53 | 10.3
1977-02-28 | 14:00 | 5.6 | 49 | 7.2
1977-02-28 | 15:00 | 6.1 | 43 | 9.3
1977-02-28 | 16:00 | 6.1 | 42 | 7.7
1977-02-28 | 17:00 | 5 | 41 | 8.8
1977-02-28 | 18:00 | 3.3 | 46 | 7.7
1977-02-28 | 19:00 | 2.8 | 46 | 7.2
1977-02-28 | 20:00 | 1.7 | 50 | 7.7
1977-02-28 | 21:00 | 1.7 | 48 | 8.2
1977-02-28 | 22:00 | 2 | 52 | 8
1977-02-28 | 23:00 | 2.3 | 56 | 7.8
1977-02-28 | 24:00 | 2.6 | 64 | 7.6
1981-03-01 | 1:00 | 3 | 96 | 7.3
1981-03-01 | 2:00 | 3.3 | 93 | 7.1
1981-03-01 | 3:00 | 3.6 | 89 | 6.9
1981-03-01 | 4:00 | 3.9 | 86 | 6.7
1981-03-01 | 5:00 | 3.9 | 86 | 6.7
1981-03-01 | 6:00 | 3.9 | 82 | 5.7
1981-03-01 | 7:00 | 3.9 | 79 | 5.7
1981-03-01 | 8:00 | 5 | 73 | 6.2
1981-03-01 | 9:00 | 5.6 | 71 | 6.7
1981-03-01 | 10:00 | 7.2 | 63 | 8.2
1981-03-01 | 11:00 | 7.8 | 56 | 8.2
1981-03-01 | 12:00 | 6.7 | 63 | 7.2
1981-03-01 | 13:00 | 8.3 | 52 | 8.8
1981-03-01 | 14:00 | 9.4 | 48 | 8.8
1981-03-01 | 15:00 | 8.9 | 46 | 9.3
1981-03-01 | 16:00 | 8.3 | 50 | 7.2
1981-03-01 | 17:00 | 7.8 | 46 | 8.2
1981-03-01 | 18:00 | 6.1 | 51 | 5.2
1981-03-01 | 19:00 | 6.1 | 51 | 4.6
1981-03-01 | 20:00 | 5.6 | 51 | 4.1
1981-03-01 | 21:00 | 5 | 53 | 4.1
1981-03-01 | 22:00 | 4.4 | 60 | 6.2
1981-03-01 | 23:00 | 3.9 | 60 | 6.2
1981-03-01 | 24:00 | 3.3 | 62 | 5.2
1981-03-02 | 1:00 | 3.3 | 62 | 4.1
1981-03-02 | 2:00 | 2.8 | 65 | 5.2
1981-03-02 | 3:00 | 2.2 | 67 | 5.2
1981-03-02 | 4:00 | 2.2 | 67 | 5.2
1981-03-02 | 5:00 | 2.2 | 64 | 5.2
1981-03-02 | 6:00 | 2.2 | 64 | 5.2
1981-03-02 | 7:00 | 2.2 | 62 | 4.6
1981-03-02 | 8:00 | 2.8 | 59 | 6.2
1981-03-02 | 9:00 | 3.9 | 51 | 6.2
1981-03-02 | 10:00 | 5.6 | 49 | 5.7
1981-03-02 | 11:00 | 6.7 | 47 | 4.1
1981-03-02 | 12:00 | 6.7 | 49 | 6.2
1981-03-02 | 13:00 | 6.1 | 51 | 6.2
1981-03-02 | 14:00 | 6.7 | 51 | 6.2
1981-03-02 | 15:00 | 6.1 | 53 | 5.2
1981-03-02 | 16:00 | 6.1 | 56 | 7.7
1981-03-02 | 17:00 | 5.6 | 55 | 6.2
1981-03-02 | 18:00 | 5.6 | 55 | 6.2
1981-03-02 | 19:00 | 5.6 | 60 | 5.2
1981-03-02 | 20:00 | 4.4 | 62 | 5.2
1981-03-02 | 21:00 | 4.4 | 55 | 5.7
1981-03-02 | 22:00 | 3.9 | 57 | 7.7
1981-03-02 | 23:00 | 3.3 | 60 | 5.7
1981-03-02 | 24:00 | 2.8 | 48 | 7.7
1981-03-03 | 1:00 | 1.7 | 50 | 7.2
1981-03-03 | 2:00 | 0.6 | 54 | 6.2
1981-03-03 | 3:00 | 0.6 | 54 | 6.2
1981-03-03 | 4:00 | 0 | 56 | 5.7
1981-03-03 | 5:00 | -0.6 | 61 | 5.2
1981-03-03 | 6:00 | -0.6 | 59 | 5.7
1981-03-03 | 7:00 | -0.6 | 59 | 5.2
1981-03-03 | 8:00 | 0.6 | 54 | 5.2
1981-03-03 | 9:00 | 1.7 | 40 | 9.3
1981-03-03 | 10:00 | 1.7 | 38 | 7.7
1981-03-03 | 11:00 | 1.7 | 42 | 5.7
1981-03-03 | 12:00 | 2.2 | 40 | 5.2
1981-03-03 | 13:00 | 2.2 | 39 | 7.7
1981-03-03 | 14:00 | 2.2 | 37 | 8.8
1981-03-03 | 15:00 | 2.2 | 37 | 7.7
1981-03-03 | 16:00 | 1.7 | 34 | 9.8
1981-03-03 | 17:00 | 0.6 | 35 | 8.2
1981-03-03 | 18:00 | -0.6 | 38 | 7.7
1981-03-03 | 19:00 | -1.1 | 43 | 8.8
1981-03-03 | 20:00 | -2.2 | 45 | 8.2
1981-03-03 | 21:00 | -2.2 | 45 | 7.2
1981-03-03 | 22:00 | -2.8 | 47 | 10.3
1981-03-03 | 23:00 | -3.3 | 48 | 8.2
1981-03-03 | 24:00 | -4.4 | 48 | 8.2
1981-03-04 | 1:00 | -5 | 50 | 7.7
1981-03-04 | 2:00 | -5.6 | 52 | 7.2
1981-03-04 | 3:00 | -5.6 | 52 | 7.2
1981-03-04 | 4:00 | -5.6 | 52 | 5.7
1981-03-04 | 5:00 | -5.6 | 52 | 6.2
1981-03-04 | 6:00 | -5.6 | 52 | 5.7
1981-03-04 | 7:00 | -6.1 | 57 | 4.6
1981-03-04 | 8:00 | -5 | 55 | 7.2
1981-03-04 | 9:00 | -3.3 | 48 | 5.2
1981-03-04 | 10:00 | -1.7 | 45 | 6.2
1981-03-04 | 11:00 | 0.6 | 40 | 6.7
1981-03-04 | 12:00 | 1.7 | 38 | 5.2
1981-03-04 | 13:00 | 2.8 | 36 | 4.1
1981-03-04 | 14:00 | 4.4 | 33 | 5.2
1981-03-04 | 15:00 | 5 | 29 | 6.2
1981-03-04 | 16:00 | 5.6 | 28 | 3.6
1981-03-04 | 17:00 | 4.4 | 32 | 5.2
1981-03-04 | 18:00 | 4.4 | 32 | 6.2
1981-03-04 | 19:00 | 3.9 | 34 | 5.7
1981-03-04 | 20:00 | 3.3 | 37 | 5.2
1981-03-04 | 21:00 | 3.3 | 43 | 5.7
1981-03-04 | 22:00 | 2.8 | 46 | 5.7
1981-03-04 | 23:00 | 2.2 | 50 | 6.2
1981-03-04 | 24:00 | 1.1 | 52 | 5.2
1981-03-05 | 1:00 | 0 | 56 | 3.6
1981-03-05 | 2:00 | -0.6 | 59 | 4.1
1981-03-05 | 3:00 | -1.1 | 61 | 4.6
1981-03-05 | 4:00 | -1.7 | 63 | 4.1
1981-03-05 | 5:00 | -2.2 | 63 | 3.1
1981-03-05 | 6:00 | -2.2 | 63 | 3.1
1981-03-05 | 7:00 | -2.8 | 66 | 4.6
1981-03-05 | 8:00 | -1.1 | 56 | 5.2
1981-03-05 | 9:00 | 0 | 49 | 3.6
1981-03-05 | 10:00 | 0.6 | 44 | 4.1
1981-03-05 | 11:00 | 1.1 | 57 | 4.6
1981-03-05 | 12:00 | 1.1 | 59 | 4.1
1981-03-05 | 13:00 | 1.1 | 62 | 5.2
1981-03-05 | 14:00 | 1.1 | 62 | 4.6
1981-03-05 | 15:00 | 1.1 | 59 | 5.7
1981-03-05 | 16:00 | 1.1 | 57 | 6.2
1981-03-05 | 17:00 | 1.1 | 54 | 6.7
1981-03-05 | 18:00 | 0.6 | 54 | 6.2
1981-03-05 | 19:00 | 0.6 | 59 | 6.7
1981-03-05 | 20:00 | 0 | 59 | 4.6
1981-03-05 | 21:00 | 0 | 61 | 5.7
1981-03-05 | 22:00 | 0 | 61 | 6.2
1981-03-05 | 23:00 | 0.6 | 52 | 6.2
1981-03-05 | 24:00 | 1.1 | 48 | 6.2
1981-03-06 | 1:00 | 1.1 | 48 | 7.2
1981-03-06 | 2:00 | 1.1 | 52 | 7.2
1981-03-06 | 3:00 | 1.1 | 57 | 7.2
1981-03-06 | 4:00 | 1.1 | 62 | 6.7
1981-03-06 | 5:00 | 1.1 | 59 | 5.2
1981-03-06 | 6:00 | 1.1 | 54 | 5.2
1981-03-06 | 7:00 | 1.1 | 54 | 5.7
1981-03-06 | 8:00 | 1.1 | 59 | 6.2
1981-03-06 | 9:00 | 1.1 | 64 | 6.2
1981-03-06 | 10:00 | 1.7 | 62 | 6.2
1981-03-06 | 11:00 | 1.7 | 73 | 6.2
1981-03-06 | 12:00 | 2.2 | 79 | 6.2
1981-03-06 | 13:00 | 2.2 | 85 | 5.7
1981-03-06 | 14:00 | 1.7 | 92 | 7.7
1981-03-06 | 15:00 | 1.7 | 92 | 7.2
1981-03-06 | 16:00 | 2.2 | 89 | 5.7
1981-03-06 | 17:00 | 2.8 | 82 | 6.7
1981-03-06 | 18:00 | 2.8 | 79 | 7.2
1981-03-06 | 19:00 | 2.2 | 85 | 7.2
1981-03-06 | 20:00 | 2.2 | 89 | 6.2
1981-03-06 | 21:00 | 2.2 | 89 | 6.7
1981-03-06 | 22:00 | 1.7 | 92 | 7.2
1981-03-06 | 23:00 | 1.7 | 96 | 6.2
1981-03-06 | 24:00 | 2.2 | 92 | 5.2
1981-03-07 | 1:00 | 2.2 | 92 | 5.7
1981-03-07 | 2:00 | 1.7 | 96 | 5.2
1981-03-07 | 3:00 | 1.7 | 96 | 5.2
1981-03-07 | 4:00 | 1.7 | 96 | 5.2
1981-03-07 | 5:00 | 1.7 | 96 | 6.2
1981-03-07 | 6:00 | 1.7 | 92 | 6.7
1981-03-07 | 7:00 | 1.7 | 96 | 6.2
1981-03-07 | 8:00 | 1.7 | 96 | 6.7
1981-03-07 | 9:00 | 1.7 | 96 | 7.2
1981-03-07 | 10:00 | 1.7 | 96 | 7.2
1981-03-07 | 11:00 | 2.2 | 92 | 7.2
1981-03-07 | 12:00 | 2.2 | 92 | 7.2
1981-03-07 | 13:00 | 3.3 | 89 | 7.2
1981-03-07 | 14:00 | 2.2 | 96 | 7.2
1981-03-07 | 15:00 | 2.8 | 92 | 7.7
1981-03-07 | 16:00 | 2.2 | 96 | 7.7
1981-03-07 | 17:00 | 2.2 | 96 | 8.2
1981-03-07 | 18:00 | 2.2 | 96 | 7.7
1981-03-07 | 19:00 | 2.2 | 96 | 6.7
1981-03-07 | 20:00 | 2.8 | 89 | 7.2
1981-03-07 | 21:00 | 2.2 | 92 | 7.2
1981-03-07 | 22:00 | 2.2 | 89 | 7.2
1981-03-07 | 23:00 | 2.2 | 82 | 6.7
1981-03-07 | 24:00 | 2.2 | 79 | 6.2
1981-03-08 | 1:00 | 2.2 | 76 | 5.2
1981-03-08 | 2:00 | 2.2 | 76 | 5.2
1981-03-08 | 3:00 | 1.7 | 79 | 5.2
1981-03-08 | 4:00 | 1.7 | 76 | 6.2
1981-03-08 | 5:00 | 1.7 | 73 | 6.2
1981-03-08 | 6:00 | 1.7 | 70 | 3.1
1981-03-08 | 7:00 | 1.7 | 73 | 5.2
1981-03-08 | 8:00 | 1.7 | 67 | 6.2
1981-03-08 | 9:00 | 1.7 | 67 | 4.6
1981-03-08 | 10:00 | 1.7 | 67 | 7.7
1981-03-08 | 11:00 | 1.7 | 67 | 7.7
1981-03-08 | 12:00 | 2.8 | 62 | 5.2
1981-03-08 | 13:00 | 2.2 | 64 | 5.7
1981-03-08 | 14:00 | 2.2 | 62 | 5.2
1981-03-08 | 15:00 | 2.2 | 67 | 4.1
1981-03-08 | 16:00 | 1.7 | 70 | 4.1
1981-03-08 | 17:00 | 1.7 | 70 | 3.1
1981-03-08 | 18:00 | 1.7 | 70 | 2.6
1981-03-08 | 19:00 | 1.7 | 70 | 3.1
1981-03-08 | 20:00 | 1.7 | 73 | 2.6
1981-03-08 | 21:00 | 1.1 | 76 | 2.6
1981-03-08 | 22:00 | 1.7 | 73 | 3.1
1981-03-08 | 23:00 | 1.7 | 73 | 4.1
1981-03-08 | 24:00 | 1.7 | 73 | 3.1
1981-03-09 | 1:00 | 1.7 | 73 | 3.1
1981-03-09 | 2:00 | 1.7 | 67 | 3.6
1981-03-09 | 3:00 | 1.7 | 67 | 4.1
1981-03-09 | 4:00 | 1.7 | 64 | 3.6
1981-03-09 | 5:00 | 1.7 | 64 | 3.6
1981-03-09 | 6:00 | 1.7 | 64 | 5.2
1981-03-09 | 7:00 | 1.1 | 67 | 3.1
1981-03-09 | 8:00 | 2.8 | 59 | 1.5
1981-03-09 | 9:00 | 3.3 | 57 | 1.5
1981-03-09 | 10:00 | 3.9 | 55 | 2.6
1981-03-09 | 11:00 | 4.4 | 55 | 4.1
1981-03-09 | 12:00 | 5 | 51 | 3.6
1981-03-09 | 13:00 | 6.1 | 51 | 3.6
1981-03-09 | 14:00 | 6.7 | 51 | 2.6
1981-03-09 | 15:00 | 7.8 | 52 | 5.7
1981-03-09 | 16:00 | 7.2 | 54 | 4.6
1981-03-09 | 17:00 | 7.2 | 58 | 4.6
1981-03-09 | 18:00 | 6.1 | 68 | 4.6
1981-03-09 | 19:00 | 5.6 | 68 | 5.2
1981-03-09 | 20:00 | 5 | 70 | 5.7
1981-03-09 | 21:00 | 4.4 | 70 | 5.2
1981-03-09 | 22:00 | 3.9 | 73 | 5.2
1981-03-09 | 23:00 | 3.9 | 76 | 4.6
1981-03-09 | 24:00 | 3.3 | 79 | 4.6
1981-03-10 | 1:00 | 3.3 | 76 | 4.1
1981-03-10 | 2:00 | 3.3 | 76 | 4.1
1981-03-10 | 3:00 | 2.8 | 79 | 3.6
1981-03-10 | 4:00 | 2.8 | 79 | 4.1
1981-03-10 | 5:00 | 2.8 | 73 | 4.6
1981-03-10 | 6:00 | 2.8 | 73 | 5.2
1981-03-10 | 7:00 | 2.2 | 76 | 4.1
1981-03-10 | 8:00 | 3.9 | 67 | 4.1
1981-03-10 | 9:00 | 3.9 | 62 | 5.2
1981-03-10 | 10:00 | 5.6 | 49 | 6.7
1981-03-10 | 11:00 | 6.1 | 49 | 6.7
1981-03-10 | 12:00 | 7.8 | 42 | 7.2
1981-03-10 | 13:00 | 6.7 | 42 | 6.7
1981-03-10 | 14:00 | 7.2 | 40 | 6.2
1981-03-10 | 15:00 | 7.2 | 40 | 5.7
1981-03-10 | 16:00 | 6.7 | 42 | 4.6
1981-03-10 | 17:00 | 6.1 | 45 | 5.2
1981-03-10 | 18:00 | 6.1 | 45 | 4.6
1981-03-10 | 19:00 | 6.1 | 47 | 5.2
1981-03-10 | 20:00 | 5.6 | 53 | 5.2
1981-03-10 | 21:00 | 5 | 58 | 3.6
1981-03-10 | 22:00 | 3.9 | 62 | 3.6
1981-03-10 | 23:00 | 2.8 | 67 | 3.1
1981-03-10 | 24:00 | 2.8 | 70 | 3.6
1981-03-11 | 1:00 | 2.2 | 70 | 3.6
1981-03-11 | 2:00 | 1.7 | 73 | 3.1
1981-03-11 | 3:00 | 1.7 | 73 | 3.6
1981-03-11 | 4:00 | 1.7 | 73 | 5.7
1981-03-11 | 5:00 | 1.7 | 70 | 5.2
1981-03-11 | 6:00 | 1.7 | 73 | 6.2
1981-03-11 | 7:00 | 2.2 | 70 | 5.7
1981-03-11 | 8:00 | 2.8 | 67 | 6.7
1981-03-11 | 9:00 | 3.9 | 62 | 6.7
1981-03-11 | 10:00 | 5.6 | 49 | 5.2
1981-03-11 | 11:00 | 5.6 | 49 | 6.2
1981-03-11 | 12:00 | 5.6 | 51 | 7.2
1981-03-11 | 13:00 | 5 | 55 | 6.7
1981-03-11 | 14:00 | 5 | 68 | 2.1
1981-03-11 | 15:00 | 5.6 | 51 | 4.6
1981-03-11 | 16:00 | 5.6 | 47 | 4.6
1981-03-11 | 17:00 | 5.6 | 45 | 5.7
1981-03-11 | 18:00 | 5 | 49 | 5.2
1981-03-11 | 19:00 | 5 | 49 | 5.7
1981-03-11 | 20:00 | 4.4 | 51 | 4.6
1981-03-11 | 21:00 | 2.8 | 67 | 5.7
1981-03-11 | 22:00 | 2.8 | 65 | 5.7
1981-03-11 | 23:00 | 2.2 | 64 | 6.2
1981-03-11 | 24:00 | 1.1 | 67 | 5.2
1981-03-12 | 1:00 | 0 | 69 | 6.2
1981-03-12 | 2:00 | 0 | 67 | 5.7
1981-03-12 | 3:00 | -0.6 | 66 | 6.7
1981-03-12 | 4:00 | -0.6 | 66 | 5.7
1981-03-12 | 5:00 | -1.1 | 69 | 5.7
1981-03-12 | 6:00 | -0.6 | 66 | 6.2
1981-03-12 | 7:00 | 0 | 61 | 5.2
1981-03-12 | 8:00 | 1.1 | 57 | 5.7
1981-03-12 | 9:00 | 2.2 | 50 | 4.6
1981-03-12 | 10:00 | 3.3 | 44 | 4.1
1981-03-12 | 11:00 | 4.4 | 43 | 6.2
1981-03-12 | 12:00 | 4.4 | 43 | 6.2
1981-03-12 | 13:00 | 4.4 | 45 | 6.2
1981-03-12 | 14:00 | 4.4 | 49 | 5.7
1981-03-12 | 15:00 | 5 | 43 | 6.7
1981-03-12 | 16:00 | 5.6 | 43 | 6.2
1981-03-12 | 17:00 | 4.4 | 43 | 5.7
1981-03-12 | 18:00 | 3.9 | 41 | 5.2
1981-03-12 | 19:00 | 3.9 | 43 | 3.6
1981-03-12 | 20:00 | 3.3 | 44 | 2.6
1981-03-12 | 21:00 | 3.9 | 41 | 3.6
1981-03-12 | 22:00 | 3.3 | 60 | 4.1
1981-03-12 | 23:00 | 3.3 | 57 | 3.1
1981-03-12 | 24:00 | 2.8 | 55 | 4.1
1981-03-13 | 1:00 | 2.8 | 57 | 4.6
1981-03-13 | 2:00 | 2.2 | 62 | 5.7
1981-03-13 | 3:00 | 2.2 | 67 | 6.2
1981-03-13 | 4:00 | 1.7 | 73 | 7.2
1981-03-13 | 5:00 | 2.2 | 70 | 7.2
1981-03-13 | 6:00 | 1.7 | 73 | 3.1
1981-03-13 | 7:00 | 1.7 | 76 | 3.6
1981-03-13 | 8:00 | 3.9 | 65 | 5.2
1981-03-13 | 9:00 | 6.1 | 56 | 4.1
1981-03-13 | 10:00 | 8.9 | 50 | 6.2
1981-03-13 | 11:00 | 10.6 | 45 | 4.1
1981-03-13 | 12:00 | 11.7 | 37 | 5.2
1981-03-13 | 13:00 | 12.8 | 31 | 8.2
1981-03-13 | 14:00 | 11.7 | 30 | 8.8
1981-03-13 | 15:00 | 12.8 | 30 | 7.2
1981-03-13 | 16:00 | 11.7 | 31 | 7.7
1981-03-13 | 17:00 | 11.1 | 31 | 7.2
1981-03-13 | 18:00 | 10.6 | 39 | 6.7
1981-03-13 | 19:00 | 8.9 | 48 | 6.2
1981-03-13 | 20:00 | 8.9 | 46 | 4.6
1981-03-13 | 21:00 | 5.6 | 73 | 5.2
1981-03-13 | 22:00 | 4.4 | 82 | 2.6
1981-03-13 | 23:00 | 4.4 | 79 | 2.6
1981-03-13 | 24:00 | 4.4 | 82 | 2.1
1981-03-14 | 1:00 | 5 | 73 | 2.1
1981-03-14 | 2:00 | 3.9 | 79 | 5.2
1981-03-14 | 3:00 | 3.9 | 76 | 7.2
1981-03-14 | 4:00 | 3.3 | 67 | 7.2
1981-03-14 | 5:00 | 2.8 | 55 | 8.2
1981-03-14 | 6:00 | 1.7 | 46 | 7.7
1981-03-14 | 7:00 | 0.6 | 48 | 7.2
1981-03-14 | 8:00 | 0 | 47 | 7.7
1981-03-14 | 9:00 | 1.7 | 42 | 7.2
1981-03-14 | 10:00 | 2.2 | 39 | 7.2
1981-03-14 | 11:00 | 2.2 | 37 | 9.8
1981-03-14 | 12:00 | 0 | 43 | 9.8
1981-03-14 | 13:00 | 0.6 | 38 | 8.8
1981-03-14 | 14:00 | 0 | 38 | 10.3
1981-03-14 | 15:00 | 0 | 36 | 11.3
1981-03-14 | 16:00 | -1.1 | 36 | 11.3
1981-03-14 | 17:00 | -1.1 | 31 | 11.3
1981-03-14 | 18:00 | -1.1 | 24 | 11.3
1981-03-14 | 19:00 | -1.7 | 26 | 11.3
1981-03-14 | 20:00 | -2.8 | 29 | 11.8
1981-03-14 | 21:00 | -3.9 | 33 | 12.4
1981-03-14 | 22:00 | -3.9 | 37 | 11.8
1981-03-14 | 23:00 | -4.4 | 40 | 10.3
1981-03-14 | 24:00 | -3.9 | 38 | 12.4
1981-03-15 | 1:00 | -3.9 | 40 | 11.8
1981-03-15 | 2:00 | -3.9 | 42 | 8.8
1981-03-15 | 3:00 | -3.3 | 44 | 8.8
1981-03-15 | 4:00 | -3.3 | 51 | 7.7
1981-03-15 | 5:00 | -2.8 | 55 | 6.2
1981-03-15 | 6:00 | -2.2 | 61 | 6.2
1981-03-15 | 7:00 | -2.8 | 66 | 5.7
1981-03-15 | 8:00 | 1.1 | 57 | 5.7
1981-03-15 | 9:00 | 3.3 | 48 | 6.2
1981-03-15 | 10:00 | 5.6 | 41 | 6.2
1981-03-15 | 11:00 | 7.2 | 37 | 7.2
1981-03-15 | 12:00 | 8.3 | 34 | 5.7
1981-03-15 | 13:00 | 10.6 | 31 | 6.2
1981-03-15 | 14:00 | 11.7 | 29 | 6.7
1981-03-15 | 15:00 | 11.7 | 26 | 6.7
1981-03-15 | 16:00 | 11.7 | 29 | 7.2
1981-03-15 | 17:00 | 11.1 | 30 | 7.2
1981-03-15 | 18:00 | 9.4 | 35 | 4.1
1981-03-15 | 19:00 | 8.3 | 41 | 6.7
1981-03-15 | 20:00 | 7.8 | 42 | 7.7
1981-03-15 | 21:00 | 7.8 | 40 | 7.7
1981-03-15 | 22:00 | 7.8 | 40 | 7.2
1981-03-15 | 23:00 | 6.7 | 42 | 7.2
1981-03-15 | 24:00 | 5.6 | 45 | 6.2
1981-03-16 | 1:00 | 5 | 45 | 5.7
1981-03-16 | 2:00 | 5 | 47 | 6.7
1981-03-16 | 3:00 | 5 | 49 | 4.1
1981-03-16 | 4:00 | 4.4 | 51 | 4.1
1981-03-16 | 5:00 | 3.9 | 55 | 3.6
1981-03-16 | 6:00 | 3.9 | 57 | 3.6
1981-03-16 | 7:00 | 4.4 | 55 | 4.1
1981-03-16 | 8:00 | 6.7 | 47 | 4.1
1981-03-16 | 9:00 | 8.3 | 41 | 4.6
1981-03-16 | 10:00 | 9.4 | 44 | 4.6
1981-03-16 | 11:00 | 10 | 44 | 4.6
1981-03-16 | 12:00 | 11.1 | 43 | 3.1
1981-03-16 | 13:00 | 9.4 | 54 | 5.2
1981-03-16 | 14:00 | 7.8 | 52 | 7.7
1981-03-16 | 15:00 | 7.2 | 46 | 8.8
1981-03-16 | 16:00 | 5.6 | 41 | 5.7
1981-03-16 | 17:00 | 4.4 | 43 | 7.7
1981-03-16 | 18:00 | 1.1 | 73 | 9.8
1981-03-16 | 19:00 | 1.1 | 62 | 7.2
1981-03-16 | 20:00 | 0.6 | 45 | 7.2
1981-03-16 | 21:00 | -0.6 | 43 | 9.3
1981-03-16 | 22:00 | -1.1 | 43 | 8.8
1981-03-16 | 23:00 | -1.7 | 43 | 9.8
1981-03-16 | 24:00 | -2.8 | 43 | 9.8
1981-03-17 | 1:00 | -3.9 | 44 | 9.3
1981-03-17 | 2:00 | -4.4 | 46 | 10.3
1981-03-17 | 3:00 | -5 | 50 | 10.3
1981-03-17 | 4:00 | -6.1 | 50 | 11.3
1981-03-17 | 5:00 | -6.7 | 47 | 8.2
1981-03-17 | 6:00 | -6.7 | 45 | 9.8
1981-03-17 | 7:00 | -6.7 | 43 | 9.8
1981-03-17 | 8:00 | -4.4 | 38 | 11.3
1981-03-17 | 9:00 | -3.3 | 35 | 11.8
1981-03-17 | 10:00 | -1.7 | 31 | 11.3
1981-03-17 | 11:00 | 0.6 | 22 | 11.8
1981-03-17 | 12:00 | 2.2 | 22 | 11.3
1981-03-17 | 13:00 | 3.3 | 23 | 11.8
1981-03-17 | 14:00 | 4.4 | 23 | 12.4
1981-03-17 | 15:00 | 5 | 22 | 11.3
1981-03-17 | 16:00 | 5 | 21 | 10.8
1981-03-17 | 17:00 | 4.4 | 23 | 10.3
1981-03-17 | 18:00 | 3.9 | 24 | 7.7
1981-03-17 | 19:00 | 2.8 | 28 | 5.7
1981-03-17 | 20:00 | 1.7 | 42 | 6.2
1981-03-17 | 21:00 | 1.7 | 48 | 9.3
1981-03-17 | 22:00 | -2.2 | 51 | 10.8
1981-03-17 | 23:00 | -3.3 | 48 | 10.8
1981-03-17 | 24:00 | -4.4 | 40 | 10.3
1981-03-18 | 1:00 | -5 | 44 | 12.9
1981-03-18 | 2:00 | -6.1 | 50 | 10.8
1981-03-18 | 3:00 | -6.1 | 52 | 11.8
1981-03-18 | 4:00 | -6.7 | 54 | 12.4
1981-03-18 | 5:00 | -6.7 | 54 | 13.4
1981-03-18 | 6:00 | -6.1 | 52 | 12.4
1981-03-18 | 7:00 | -5.6 | 52 | 12.9
1981-03-18 | 8:00 | -4.4 | 46 | 12.4
1981-03-18 | 9:00 | -2.8 | 39 | 13.9
1981-03-18 | 10:00 | -1.7 | 34 | 11.8
1981-03-18 | 11:00 | 0 | 32 | 10.3
1981-03-18 | 12:00 | 0.6 | 30 | 11.3
1981-03-18 | 13:00 | 1.7 | 29 | 11.8
1981-03-18 | 14:00 | 2.8 | 28 | 9.3
1981-03-18 | 15:00 | 2.8 | 26 | 10.3
1981-03-18 | 16:00 | 2.2 | 28 | 11.3
1981-03-18 | 17:00 | 1.7 | 28 | 10.3
1981-03-18 | 18:00 | 1.1 | 29 | 9.3
1981-03-18 | 19:00 | 0.6 | 30 | 9.3
1981-03-18 | 20:00 | -0.6 | 35 | 8.2
1981-03-18 | 21:00 | -1.1 | 36 | 6.7
1981-03-18 | 22:00 | -1.7 | 37 | 6.7
1981-03-18 | 23:00 | -2.8 | 43 | 5.2
1981-03-18 | 24:00 | -3.3 | 44 | 5.7
1981-03-19 | 1:00 | -3.9 | 46 | 4.1
1981-03-19 | 2:00 | -4.4 | 48 | 5.2
1981-03-19 | 3:00 | -5.6 | 52 | 4.6
1981-03-19 | 4:00 | -5.6 | 52 | 4.1
1981-03-19 | 5:00 | -6.1 | 55 | 4.1
1981-03-19 | 6:00 | -6.1 | 52 | 5.7
1981-03-19 | 7:00 | -5.6 | 52 | 5.2
1981-03-19 | 8:00 | -3.9 | 48 | 5.2
1981-03-19 | 9:00 | -2.2 | 45 | 6.2
1981-03-19 | 10:00 | -1.7 | 43 | 4.1
1981-03-19 | 11:00 | 0 | 38 | 4.1
1981-03-19 | 12:00 | 1.7 | 35 | 3.1
1981-03-19 | 13:00 | 0 | 47 | 6.2
1981-03-19 | 14:00 | 0.6 | 50 | 5.7
1981-03-19 | 15:00 | 0.6 | 50 | 6.7
1981-03-19 | 16:00 | 0.6 | 56 | 7.7
1981-03-19 | 17:00 | 0 | 54 | 5.7
1981-03-19 | 18:00 | -1.1 | 61 | 7.2
1981-03-19 | 19:00 | -1.7 | 61 | 6.2
1981-03-19 | 20:00 | -1.1 | 61 | 6.2
1981-03-19 | 21:00 | -3.3 | 75 | 5.2
1981-03-19 | 22:00 | -2.2 | 66 | 3.6
1981-03-19 | 23:00 | -2.2 | 66 | 3.1
1981-03-19 | 24:00 | -2.2 | 72 | 3.1
1981-03-20 | 1:00 | -2.2 | 69 | 3.6
1981-03-20 | 2:00 | -2.2 | 72 | 1
1981-03-20 | 3:00 | -2.2 | 69 | 1.5
1981-03-20 | 4:00 | -2.8 | 69 | 3.6
1981-03-20 | 5:00 | -3.3 | 72 | 2.1
1981-03-20 | 6:00 | -3.3 | 75 | 2.6
1981-03-20 | 7:00 | -1.7 | 72 | 2.1
1981-03-20 | 8:00 | -0.6 | 66 | 2.1
1981-03-20 | 9:00 | 1.7 | 54 | 2.1
1981-03-20 | 10:00 | 1.1 | 54 | 3.1
1981-03-20 | 11:00 | 2.2 | 44 | 2.1
1981-03-20 | 12:00 | 3.3 | 39 | 4.1
1981-03-20 | 13:00 | 3.3 | 43 | 6.2
1981-03-20 | 14:00 | 2.2 | 57 | 6.7
1981-03-20 | 15:00 | 1.7 | 73 | 7.7
1981-03-20 | 16:00 | 1.7 | 73 | 7.2
1981-03-20 | 17:00 | 1.1 | 73 | 4.1
1981-03-20 | 18:00 | 0.6 | 70 | 5.2
1981-03-20 | 19:00 | 0 | 72 | 4.1
1981-03-20 | 20:00 | -0.6 | 78 | 3.6
1981-03-20 | 21:00 | 0 | 75 | 3.6
1981-03-20 | 22:00 | 0.6 | 72 | 2.1
1981-03-20 | 23:00 | 0 | 75 | 4.1
1981-03-20 | 24:00 | -0.6 | 85 | 4.6
1981-03-21 | 1:00 | 0 | 82 | 5.7
1981-03-21 | 2:00 | 0 | 82 | 6.2
1981-03-21 | 3:00 | -0.6 | 85 | 5.7
1981-03-21 | 4:00 | -0.6 | 89 | 4.6
1981-03-21 | 5:00 | -0.6 | 89 | 5.2
1981-03-21 | 6:00 | -1.1 | 92 | 5.2
1981-03-21 | 7:00 | -0.6 | 92 | 6.2
1981-03-21 | 8:00 | 0 | 92 | 6.2
1981-03-21 | 9:00 | 0.6 | 92 | 5.7
1981-03-21 | 10:00 | 1.7 | 92 | 5.7
1981-03-21 | 11:00 | 2.2 | 92 | 5.7
1981-03-21 | 12:00 | 2.8 | 89 | 6.2
1981-03-21 | 13:00 | 2.2 | 89 | 7.2
1981-03-21 | 14:00 | 3.9 | 79 | 7.7
1981-03-21 | 15:00 | 3.9 | 76 | 7.7
1981-03-21 | 16:00 | 5 | 62 | 5.2
1981-03-21 | 17:00 | 4.4 | 62 | 5.2
1981-03-21 | 18:00 | 3.3 | 73 | 6.7
1981-03-21 | 19:00 | 3.3 | 73 | 4.1
1981-03-21 | 20:00 | 3.3 | 70 | 6.7
1981-03-21 | 21:00 | 2.8 | 67 | 6.7
1981-03-21 | 22:00 | 3.3 | 65 | 5.7
1981-03-21 | 23:00 | 3.3 | 62 | 6.2
1981-03-21 | 24:00 | 2.8 | 62 | 5.2
1981-03-22 | 1:00 | 2.8 | 57 | 6.2
1981-03-22 | 2:00 | 2.2 | 61 | 5.7
1981-03-22 | 3:00 | 2.2 | 57 | 4.1
1981-03-22 | 4:00 | 1.7 | 52 | 4.6
1981-03-22 | 5:00 | 1.1 | 54 | 4.6
1981-03-22 | 6:00 | 0.6 | 56 | 4.6
1981-03-22 | 7:00 | 1.7 | 52 | 6.7
1981-03-22 | 8:00 | 3.3 | 46 | 6.2
1981-03-22 | 9:00 | 5 | 43 | 6.2
1981-03-22 | 10:00 | 5.6 | 41 | 5.2
1981-03-22 | 11:00 | 5 | 49 | 7.2
1981-03-22 | 12:00 | 5.6 | 47 | 7.2
1981-03-22 | 13:00 | 5 | 53 | 7.7
1981-03-22 | 14:00 | 5.6 | 47 | 6.7
1981-03-22 | 15:00 | 5 | 51 | 6.7
1981-03-22 | 16:00 | 4.4 | 55 | 6.2
1981-03-22 | 17:00 | 3.9 | 55 | 5.7
1981-03-22 | 18:00 | 3.3 | 57 | 5.2
1981-03-22 | 19:00 | 2.8 | 57 | 4.6
1981-03-22 | 20:00 | 2.2 | 59 | 4.1
1981-03-22 | 21:00 | 2.2 | 59 | 0.5
1981-03-22 | 22:00 | 2.2 | 64 | 5.7
1981-03-22 | 23:00 | 1.7 | 70 | 3.1
1981-03-22 | 24:00 | 1.7 | 67 | 4.6
1981-03-23 | 1:00 | 1.1 | 73 | 5.2
1981-03-23 | 2:00 | 0.6 | 72 | 6.2
1981-03-23 | 3:00 | 1.1 | 67 | 4.1
1981-03-23 | 4:00 | 1.1 | 67 | 4.1
1981-03-23 | 5:00 | 0.6 | 72 | 2.6
1981-03-23 | 6:00 | 0 | 72 | 1.5
1981-03-23 | 7:00 | 0 | 75 | 0
1981-03-23 | 8:00 | 2.2 | 70 | 2.1
1981-03-23 | 9:00 | 4.4 | 55 | 3.1
1981-03-23 | 10:00 | 5.6 | 58 | 4.6
1981-03-23 | 11:00 | 5 | 58 | 5.7
1981-03-23 | 12:00 | 5.6 | 58 | 5.2
1981-03-23 | 13:00 | 5.6 | 53 | 5.2
1981-03-23 | 14:00 | 5 | 53 | 5.7
1981-03-23 | 15:00 | 5 | 55 | 6.2
1981-03-23 | 16:00 | 4.4 | 65 | 6.2
1981-03-23 | 17:00 | 3.3 | 76 | 5.2
1981-03-23 | 18:00 | 2.2 | 85 | 3.1
1981-03-23 | 19:00 | 1.7 | 89 | 3.6
1981-03-23 | 20:00 | 1.1 | 96 | 2.6
1981-03-23 | 21:00 | 1.1 | 89 | 2.1
1981-03-23 | 22:00 | 1.7 | 73 | 1.5
1981-03-23 | 23:00 | 1.1 | 70 | 2.1
1981-03-23 | 24:00 | 1.1 | 70 | 1.5
1981-03-24 | 1:00 | 1.7 | 62 | 2.1
1981-03-24 | 2:00 | 1.1 | 62 | 2.1
1981-03-24 | 3:00 | 0.6 | 67 | 1
1981-03-24 | 4:00 | 1.1 | 62 | 2.6
1981-03-24 | 5:00 | 0.6 | 67 | 2.1
1981-03-24 | 6:00 | 0 | 72 | 2.6
1981-03-24 | 7:00 | 1.1 | 76 | 2.1
1981-03-24 | 8:00 | 2.2 | 73 | 3.1
1981-03-24 | 9:00 | 4.4 | 62 | 2.1
1981-03-24 | 10:00 | 5 | 60 | 4.1
1981-03-24 | 11:00 | 5.6 | 53 | 4.6
1981-03-24 | 12:00 | 7.2 | 46 | 4.6
1981-03-24 | 13:00 | 9.4 | 39 | 5.2
1981-03-24 | 14:00 | 7.2 | 44 | 5.2
1981-03-24 | 15:00 | 6.7 | 47 | 5.7
1981-03-24 | 16:00 | 5 | 70 | 5.2
1981-03-24 | 17:00 | 4.4 | 73 | 5.2
1981-03-24 | 18:00 | 3.3 | 79 | 3.6
1981-03-24 | 19:00 | 3.9 | 67 | 2.1
1981-03-24 | 20:00 | 3.3 | 82 | 2.1
1981-03-24 | 21:00 | 4.4 | 68 | 2.6
1981-03-24 | 22:00 | 5 | 53 | 3.1
1981-03-24 | 23:00 | 4.4 | 57 | 3.6
1981-03-24 | 24:00 | 5 | 55 | 3.6
1981-03-25 | 1:00 | 4.4 | 55 | 3.6
1981-03-25 | 2:00 | 4.4 | 57 | 4.1
1981-03-25 | 3:00 | 3.3 | 67 | 4.6
1981-03-25 | 4:00 | 2.8 | 70 | 3.1
1981-03-25 | 5:00 | 2.2 | 73 | 3.6
1981-03-25 | 6:00 | 1.1 | 82 | 3.1
1981-03-25 | 7:00 | 1.7 | 79 | 2.6
1981-03-25 | 8:00 | 4.4 | 70 | 3.1
1981-03-25 | 9:00 | 5.6 | 71 | 5.7
1981-03-25 | 10:00 | 5 | 79 | 5.7
1981-03-25 | 11:00 | 4.4 | 79 | 5.2
1981-03-25 | 12:00 | 2.8 | 92 | 6.7
1981-03-25 | 13:00 | 1.7 | 96 | 6.7
1981-03-25 | 14:00 | 1.7 | 92 | 7.2
1981-03-25 | 15:00 | 2.2 | 85 | 6.7
1981-03-25 | 16:00 | 2.2 | 82 | 6.2
1981-03-25 | 17:00 | 1.7 | 82 | 5.2
1981-03-25 | 18:00 | 1.7 | 82 | 4.1
1981-03-25 | 19:00 | 1.7 | 79 | 3.6
1981-03-25 | 20:00 | 1.7 | 79 | 2.1
1981-03-25 | 21:00 | 1.7 | 76 | 2.1
1981-03-25 | 22:00 | 1.1 | 79 | 2.6
1981-03-25 | 23:00 | 1.1 | 79 | 2.1
1981-03-25 | 24:00 | 1.1 | 82 | 2.1
1981-03-26 | 1:00 | 0 | 89 | 3.6
1981-03-26 | 2:00 | 0 | 89 | 3.1
1981-03-26 | 3:00 | 0 | 89 | 5.7
1981-03-26 | 4:00 | 1.1 | 85 | 3.6
1981-03-26 | 5:00 | 0.6 | 89 | 4.6
1981-03-26 | 6:00 | 0.6 | 89 | 4.1
1981-03-26 | 7:00 | 1.1 | 89 | 3.6
1981-03-26 | 8:00 | 2.2 | 85 | 4.1
1981-03-26 | 9:00 | 5 | 70 | 2.6
1981-03-26 | 10:00 | 6.1 | 68 | 4.1
1981-03-26 | 11:00 | 9.4 | 54 | 2.6
1981-03-26 | 12:00 | 9.4 | 52 | 4.6
1981-03-26 | 13:00 | 8.3 | 63 | 6.7
1981-03-26 | 14:00 | 8.9 | 59 | 6.7
1981-03-26 | 15:00 | 8.9 | 59 | 6.2
1981-03-26 | 16:00 | 10.6 | 52 | 3.6
1981-03-26 | 17:00 | 10.6 | 50 | 8.2
1981-03-26 | 18:00 | 7.8 | 63 | 7.7
1981-03-26 | 19:00 | 7.2 | 65 | 8.2
1981-03-26 | 20:00 | 6.1 | 71 | 7.7
1981-03-26 | 21:00 | 4.4 | 76 | 6.7
1981-03-26 | 22:00 | 3.9 | 70 | 7.2
1981-03-26 | 23:00 | 3.3 | 73 | 5.7
1981-03-26 | 24:00 | 2.8 | 82 | 6.2
1981-03-27 | 1:00 | 2.2 | 89 | 6.7
1981-03-27 | 2:00 | 2.2 | 89 | 4.6
1981-03-27 | 3:00 | 2.2 | 89 | 4.6
1981-03-27 | 4:00 | 2.8 | 85 | 6.7
1981-03-27 | 5:00 | 2.8 | 92 | 5.2
1981-03-27 | 6:00 | 2.8 | 96 | 3.1
1981-03-27 | 7:00 | 3.3 | 96 | 3.1
1981-03-27 | 8:00 | 3.3 | 100 | 2.6
1981-03-27 | 9:00 | 3.9 | 100 | 5.2
1981-03-27 | 10:00 | 5 | 100 | 6.7
1981-03-27 | 11:00 | 5 | 96 | 6.7
1981-03-27 | 12:00 | 5.6 | 89 | 8.2
1981-03-27 | 13:00 | 5 | 93 | 8.8
1981-03-27 | 14:00 | 5 | 93 | 8.2
1981-03-27 | 15:00 | 5.6 | 86 | 9.8
1981-03-27 | 16:00 | 6.1 | 79 | 6.7
1981-03-27 | 17:00 | 7.2 | 71 | 6.7
1981-03-27 | 18:00 | 6.1 | 76 | 6.7
1981-03-27 | 19:00 | 5.6 | 76 | 4.6
1981-03-27 | 20:00 | 6.1 | 76 | 4.6
1981-03-27 | 21:00 | 5.6 | 76 | 4.6
1981-03-27 | 22:00 | 5 | 79 | 4.6
1981-03-27 | 23:00 | 3.9 | 82 | 2.6
1981-03-27 | 24:00 | 3.9 | 79 | 4.1
1981-03-28 | 1:00 | 3.3 | 73 | 5.7
1981-03-28 | 2:00 | 2.8 | 67 | 5.2
1981-03-28 | 3:00 | 2.2 | 76 | 4.1
1981-03-28 | 4:00 | 1.7 | 67 | 5.2
1981-03-28 | 5:00 | 1.1 | 67 | 3.6
1981-03-28 | 6:00 | 0.6 | 70 | 3.6
1981-03-28 | 7:00 | 1.7 | 64 | 2.6
1981-03-28 | 8:00 | 4.4 | 49 | 2.1
1981-03-28 | 9:00 | 4.4 | 47 | 3.1
1981-03-28 | 10:00 | 5.6 | 43 | 4.1
1981-03-28 | 11:00 | 5.6 | 47 | 4.6
1981-03-28 | 12:00 | 7.2 | 46 | 4.6
1981-03-28 | 13:00 | 9.4 | 41 | 5.2
1981-03-28 | 14:00 | 8.3 | 50 | 6.2
1981-03-28 | 15:00 | 8.3 | 52 | 5.7
1981-03-28 | 16:00 | 7.8 | 54 | 5.7
1981-03-28 | 17:00 | 8.3 | 56 | 3.6
1981-03-28 | 18:00 | 10 | 46 | 6.2
1981-03-28 | 19:00 | 8.9 | 50 | 5.2
1981-03-28 | 20:00 | 8.9 | 42 | 6.2
1981-03-28 | 21:00 | 7.8 | 46 | 5.2
1981-03-28 | 22:00 | 7.8 | 48 | 7.2
1981-03-28 | 23:00 | 7.2 | 54 | 6.2
1981-03-28 | 24:00 | 6.1 | 60 | 4.1
1981-03-29 | 1:00 | 6.1 | 60 | 4.1
1981-03-29 | 2:00 | 6.7 | 56 | 7.2
1981-03-29 | 3:00 | 6.7 | 58 | 8.2
1981-03-29 | 4:00 | 7.2 | 56 | 8.8
1981-03-29 | 5:00 | 7.2 | 56 | 7.7
1981-03-29 | 6:00 | 6.7 | 58 | 6.7
1981-03-29 | 7:00 | 7.2 | 56 | 7.7
1981-03-29 | 8:00 | 8.3 | 52 | 9.8
1981-03-29 | 9:00 | 10 | 46 | 9.3
1981-03-29 | 10:00 | 12.8 | 42 | 8.8
1981-03-29 | 11:00 | 16.7 | 35 | 8.8
1981-03-29 | 12:00 | 20.6 | 29 | 8.8
1981-03-29 | 13:00 | 23.9 | 24 | 8.2
1981-03-29 | 14:00 | 25 | 23 | 10.3
1981-03-29 | 15:00 | 25 | 23 | 9.8
1981-03-29 | 16:00 | 25 | 23 | 7.7
1981-03-29 | 17:00 | 23.9 | 24 | 7.7
1981-03-29 | 18:00 | 21.1 | 29 | 8.2
1981-03-29 | 19:00 | 20 | 32 | 8.2
1981-03-29 | 20:00 | 18.9 | 36 | 7.2
1981-03-29 | 21:00 | 18.3 | 39 | 6.2
1981-03-29 | 22:00 | 18.3 | 39 | 8.2
1981-03-29 | 23:00 | 18.3 | 40 | 8.8
1981-03-29 | 24:00 | 17.8 | 42 | 8.2
1981-03-30 | 1:00 | 17.2 | 43 | 6.7
1981-03-30 | 2:00 | 16.1 | 46 | 8.2
1981-03-30 | 3:00 | 15 | 48 | 6.7
1981-03-30 | 4:00 | 13.9 | 53 | 5.7
1981-03-30 | 5:00 | 13.3 | 57 | 5.7
1981-03-30 | 6:00 | 12.2 | 64 | 6.2
1981-03-30 | 7:00 | 12.8 | 64 | 6.2
1981-03-30 | 8:00 | 14.4 | 60 | 7.2
1981-03-30 | 9:00 | 18.3 | 47 | 8.8
1981-03-30 | 10:00 | 20 | 44 | 8.2
1981-03-30 | 11:00 | 21.1 | 44 | 11.3
1981-03-30 | 12:00 | 22.2 | 43 | 12.4
1981-03-30 | 13:00 | 20.6 | 46 | 11.3
1981-03-30 | 14:00 | 18.9 | 54 | 8.2
1981-03-30 | 15:00 | 18.3 | 59 | 9.8
1981-03-30 | 16:00 | 17.2 | 65 | 9.3
1981-03-30 | 17:00 | 15 | 81 | 11.3
1981-03-30 | 18:00 | 13.3 | 90 | 9.3
1981-03-30 | 19:00 | 12.2 | 96 | 8.8
1981-03-30 | 20:00 | 12.2 | 96 | 8.2
1981-03-30 | 21:00 | 13.3 | 93 | 8.2
1981-03-30 | 22:00 | 13.3 | 93 | 6.2
1981-03-30 | 23:00 | 12.8 | 93 | 6.2
1981-03-30 | 24:00 | 12.8 | 96 | 7.2
1981-03-31 | 1:00 | 12.8 | 96 | 7.2
1981-03-31 | 2:00 | 13.3 | 90 | 6.2
1981-03-31 | 3:00 | 13.3 | 75 | 8.2
1981-03-31 | 4:00 | 12.8 | 69 | 8.8
1981-03-31 | 5:00 | 12.8 | 64 | 6.2
1981-03-31 | 6:00 | 12.8 | 64 | 7.2
1981-03-31 | 7:00 | 13.9 | 62 | 9.3
1981-03-31 | 8:00 | 13.9 | 64 | 9.8
1981-03-31 | 9:00 | 16.7 | 56 | 9.3
1981-03-31 | 10:00 | 16.7 | 54 | 9.8
1981-03-31 | 11:00 | 19.4 | 44 | 10.3
1981-03-31 | 12:00 | 18.9 | 47 | 8.8
1981-03-31 | 13:00 | 19.4 | 44 | 8.2
1981-03-31 | 14:00 | 21.1 | 39 | 8.2
1981-03-31 | 15:00 | 20 | 41 | 7.7
1981-03-31 | 16:00 | 20 | 41 | 6.7
1981-03-31 | 17:00 | 19.4 | 40 | 5.2
1981-03-31 | 18:00 | 18.3 | 43 | 5.2
1981-03-31 | 19:00 | 10.6 | 74 | 4.1
1981-03-31 | 20:00 | 11.7 | 66 | 4.6
1981-03-31 | 21:00 | 12.2 | 64 | 6.2
1981-03-31 | 22:00 | 10.8 | 77 | 5.8
1981-03-31 | 23:00 | 9.3 | 80 | 5.5
1981-03-31 | 24:00 | 7.9 | 80 | 5.1
1990-04-01 | 1:00 | 6.5 | 86 | 4.7
1990-04-01 | 2:00 | 5.1 | 86 | 4.3
1990-04-01 | 3:00 | 3.6 | 89 | 4
1990-04-01 | 4:00 | 2.2 | 89 | 3.6
1990-04-01 | 5:00 | 1.7 | 89 | 4.1
1990-04-01 | 6:00 | 1.7 | 92 | 5.7
1990-04-01 | 7:00 | 1.7 | 89 | 4.6
1990-04-01 | 8:00 | 2.2 | 85 | 3.1
1990-04-01 | 9:00 | 2.2 | 89 | 4.6
1990-04-01 | 10:00 | 2.8 | 86 | 5.2
1990-04-01 | 11:00 | 2.8 | 82 | 3.6
1990-04-01 | 12:00 | 3.3 | 79 | 4.6
1990-04-01 | 13:00 | 3.3 | 82 | 4.1
1990-04-01 | 14:00 | 3.9 | 79 | 4.6
1990-04-01 | 15:00 | 4.4 | 79 | 6.2
1990-04-01 | 16:00 | 3.9 | 82 | 5.2
1990-04-01 | 17:00 | 3.9 | 82 | 5.7
1990-04-01 | 18:00 | 3.3 | 86 | 4.6
1990-04-01 | 19:00 | 2.8 | 86 | 6.2
1990-04-01 | 20:00 | 2.8 | 86 | 5.2
1990-04-01 | 21:00 | 2.8 | 89 | 3.6
1990-04-01 | 22:00 | 3.3 | 86 | 3.1
1990-04-01 | 23:00 | 3.3 | 86 | 3.1
1990-04-01 | 24:00 | 3.3 | 89 | 2.6
1990-04-02 | 1:00 | 3.3 | 89 | 3.1
1990-04-02 | 2:00 | 3.3 | 86 | 2.1
1990-04-02 | 3:00 | 3.3 | 89 | 2.1
1990-04-02 | 4:00 | 3.3 | 89 | 2.6
1990-04-02 | 5:00 | 3.3 | 89 | 2.1
1990-04-02 | 6:00 | 3.3 | 89 | 4.1
1990-04-02 | 7:00 | 3.3 | 89 | 2.6
1990-04-02 | 8:00 | 3.9 | 89 | 2.1
1990-04-02 | 9:00 | 3.9 | 89 | 3.1
1990-04-02 | 10:00 | 4.4 | 86 | 3.6
1990-04-02 | 11:00 | 5 | 86 | 3.6
1990-04-02 | 12:00 | 5 | 89 | 4.6
1990-04-02 | 13:00 | 5 | 86 | 5.2
1990-04-02 | 14:00 | 4.4 | 89 | 5.7
1990-04-02 | 15:00 | 4.4 | 93 | 5.7
1990-04-02 | 16:00 | 4.4 | 93 | 6.2
1990-04-02 | 17:00 | 4.4 | 93 | 6.7
1990-04-02 | 18:00 | 4.4 | 93 | 5.2
1990-04-02 | 19:00 | 4.4 | 93 | 5.7
1990-04-02 | 20:00 | 4.4 | 96 | 5.2
1990-04-02 | 21:00 | 4.4 | 96 | 3.6
1990-04-02 | 22:00 | 4.4 | 93 | 3.1
1990-04-02 | 23:00 | 4.4 | 96 | 2.1
1990-04-02 | 24:00 | 4.4 | 96 | 4.1
1990-04-03 | 1:00 | 3.9 | 100 | 5.2
1990-04-03 | 2:00 | 3.9 | 96 | 6.2
1990-04-03 | 3:00 | 3.9 | 96 | 5.2
1990-04-03 | 4:00 | 3.9 | 96 | 7.2
1990-04-03 | 5:00 | 3.9 | 96 | 6.2
1990-04-03 | 6:00 | 3.9 | 96 | 7.7
1990-04-03 | 7:00 | 3.9 | 96 | 7.2
1990-04-03 | 8:00 | 4.4 | 93 | 8.2
1990-04-03 | 9:00 | 3.9 | 96 | 7.2
1990-04-03 | 10:00 | 3.9 | 96 | 8.2
1990-04-03 | 11:00 | 3.9 | 96 | 9.3
1990-04-03 | 12:00 | 3.9 | 96 | 8.8
1990-04-03 | 13:00 | 3.9 | 100 | 9.8
1990-04-03 | 14:00 | 3.9 | 100 | 9.3
1990-04-03 | 15:00 | 3.9 | 96 | 11.3
1990-04-03 | 16:00 | 3.9 | 96 | 12.4
1990-04-03 | 17:00 | 3.9 | 96 | 9.8
1990-04-03 | 18:00 | 3.9 | 96 | 9.8
1990-04-03 | 19:00 | 3.9 | 96 | 10.3
1990-04-03 | 20:00 | 3.9 | 100 | 9.8
1990-04-03 | 21:00 | 4.4 | 96 | 8.8
1990-04-03 | 22:00 | 4.4 | 96 | 5.7
1990-04-03 | 23:00 | 4.4 | 96 | 5.7
1990-04-03 | 24:00 | 4.4 | 96 | 10.3
1990-04-04 | 1:00 | 4.4 | 100 | 11.8
1990-04-04 | 2:00 | 5 | 96 | 11.8
1990-04-04 | 3:00 | 5 | 100 | 10.3
1990-04-04 | 4:00 | 5.6 | 100 | 8.8
1990-04-04 | 5:00 | 5.6 | 100 | 6.2
1990-04-04 | 6:00 | 5.6 | 100 | 4.1
1990-04-04 | 7:00 | 6.1 | 100 | 2.6
1990-04-04 | 8:00 | 7.2 | 100 | 5.2
1990-04-04 | 9:00 | 8.9 | 93 | 6.2
1990-04-04 | 10:00 | 8.3 | 89 | 8.8
1990-04-04 | 11:00 | 7.8 | 89 | 7.7
1990-04-04 | 12:00 | 7.8 | 83 | 7.7
1990-04-04 | 13:00 | 7.8 | 83 | 9.8
1990-04-04 | 14:00 | 7.8 | 80 | 9.8
1990-04-04 | 15:00 | 7.8 | 80 | 7.7
1990-04-04 | 16:00 | 7.8 | 74 | 8.8
1990-04-04 | 17:00 | 7.2 | 77 | 8.2
1990-04-04 | 18:00 | 6.7 | 80 | 7.7
1990-04-04 | 19:00 | 6.1 | 83 | 8.8
1990-04-04 | 20:00 | 6.1 | 83 | 7.7
1990-04-04 | 21:00 | 6.1 | 80 | 8.2
1990-04-04 | 22:00 | 5.6 | 83 | 8.2
1990-04-04 | 23:00 | 5.6 | 79 | 8.2
1990-04-04 | 24:00 | 5.6 | 79 | 7.7
1990-04-05 | 1:00 | 5 | 83 | 6.7
1990-04-05 | 2:00 | 5 | 79 | 7.2
1990-04-05 | 3:00 | 5 | 79 | 7.2
1990-04-05 | 4:00 | 5.6 | 76 | 8.8
1990-04-05 | 5:00 | 5 | 76 | 8.8
1990-04-05 | 6:00 | 5 | 76 | 8.2
1990-04-05 | 7:00 | 5.6 | 73 | 9.8
1990-04-05 | 8:00 | 7.2 | 63 | 8.8
1990-04-05 | 9:00 | 8.9 | 54 | 9.3
1990-04-05 | 10:00 | 10 | 50 | 9.3
1990-04-05 | 11:00 | 10.6 | 43 | 10.3
1990-04-05 | 12:00 | 11.7 | 40 | 9.8
1990-04-05 | 13:00 | 12.8 | 37 | 10.3
1990-04-05 | 14:00 | 11.7 | 38 | 9.8
1990-04-05 | 15:00 | 12.2 | 35 | 9.3
1990-04-05 | 16:00 | 11.1 | 37 | 8.2
1990-04-05 | 17:00 | 11.7 | 37 | 7.2
1990-04-05 | 18:00 | 10 | 38 | 8.2
1990-04-05 | 19:00 | 9.4 | 38 | 8.8
1990-04-05 | 20:00 | 8.9 | 39 | 7.7
1990-04-05 | 21:00 | 7.8 | 40 | 5.7
1990-04-05 | 22:00 | 6.7 | 45 | 4.1
1990-04-05 | 23:00 | 6.1 | 47 | 2.1
1990-04-05 | 24:00 | 3.9 | 73 | 4.1
1990-04-06 | 1:00 | 3.9 | 67 | 4.6
1990-04-06 | 2:00 | 4.4 | 65 | 5.7
1990-04-06 | 3:00 | 5.6 | 68 | 5.7
1990-04-06 | 4:00 | 5.6 | 68 | 4.6
1990-04-06 | 5:00 | 5.6 | 68 | 5.2
1990-04-06 | 6:00 | 5.6 | 73 | 6.7
1990-04-06 | 7:00 | 7.2 | 61 | 7.2
1990-04-06 | 8:00 | 8.3 | 52 | 7.7
1990-04-06 | 9:00 | 8.9 | 54 | 8.2
1990-04-06 | 10:00 | 8.9 | 52 | 6.2
1990-04-06 | 11:00 | 9.4 | 50 | 6.2
1990-04-06 | 12:00 | 10 | 43 | 6.2
1990-04-06 | 13:00 | 10.6 | 38 | 7.2
1990-04-06 | 14:00 | 11.1 | 32 | 7.2
1990-04-06 | 15:00 | 10.6 | 34 | 7.7
1990-04-06 | 16:00 | 10.6 | 28 | 7.7
1990-04-06 | 17:00 | 10 | 32 | 6.7
1990-04-06 | 18:00 | 9.4 | 30 | 6.2
1990-04-06 | 19:00 | 8.9 | 33 | 6.2
1990-04-06 | 20:00 | 7.8 | 33 | 7.7
1990-04-06 | 21:00 | 6.7 | 35 | 6.2
1990-04-06 | 22:00 | 6.1 | 26 | 6.2
1990-04-06 | 23:00 | 5.6 | 25 | 6.2
1990-04-06 | 24:00 | 5 | 29 | 6.2
1990-04-07 | 1:00 | 5 | 33 | 5.2
1990-04-07 | 2:00 | 4.4 | 35 | 5.7
1990-04-07 | 3:00 | 3.9 | 36 | 6.2
1990-04-07 | 4:00 | 3.9 | 38 | 5.2
1990-04-07 | 5:00 | 1.7 | 62 | 9.3
1990-04-07 | 6:00 | 0 | 89 | 6.2
1990-04-07 | 7:00 | -0.6 | 96 | 6.7
1990-04-07 | 8:00 | -0.6 | 100 | 6.7
1990-04-07 | 9:00 | 0 | 96 | 6.2
1990-04-07 | 10:00 | 0.6 | 89 | 4.6
1990-04-07 | 11:00 | 0.6 | 92 | 5.7
1990-04-07 | 12:00 | 2.2 | 76 | 4.1
1990-04-07 | 13:00 | 2.8 | 79 | 5.7
1990-04-07 | 14:00 | 3.3 | 70 | 6.2
1990-04-07 | 15:00 | 3.9 | 70 | 6.2
1990-04-07 | 16:00 | 5 | 68 | 5.7
1990-04-07 | 17:00 | 5.6 | 60 | 4.1
1990-04-07 | 18:00 | 7.8 | 20 | 7.7
1990-04-07 | 19:00 | 6.1 | 26 | 6.7
1990-04-07 | 20:00 | 5.6 | 31 | 7.2
1990-04-07 | 21:00 | 4.4 | 35 | 8.8
1990-04-07 | 22:00 | 3.9 | 39 | 7.7
1990-04-07 | 23:00 | 3.3 | 43 | 8.2
1990-04-07 | 24:00 | 2.8 | 42 | 7.2
1990-04-08 | 1:00 | 2.2 | 42 | 8.2
1990-04-08 | 2:00 | 1.7 | 40 | 6.2
1990-04-08 | 3:00 | 1.7 | 42 | 5.7
1990-04-08 | 4:00 | 1.1 | 46 | 7.2
1990-04-08 | 5:00 | 0 | 54 | 6.2
1990-04-08 | 6:00 | 0.6 | 52 | 8.2
1990-04-08 | 7:00 | 1.7 | 50 | 8.2
1990-04-08 | 8:00 | 2.8 | 42 | 6.7
1990-04-08 | 9:00 | 4.4 | 38 | 8.2
1990-04-08 | 10:00 | 3.9 | 38 | 6.2
1990-04-08 | 11:00 | 6.1 | 34 | 8.2
1990-04-08 | 12:00 | 6.7 | 34 | 7.2
1990-04-08 | 13:00 | 7.2 | 31 | 8.8
1990-04-08 | 14:00 | 6.7 | 28 | 7.7
1990-04-08 | 15:00 | 7.2 | 30 | 7.2
1990-04-08 | 16:00 | 7.2 | 29 | 7.7
1990-04-08 | 17:00 | 6.7 | 32 | 6.2
1990-04-08 | 18:00 | 6.1 | 35 | 5.7
1990-04-08 | 19:00 | 5.6 | 38 | 5.2
1990-04-08 | 20:00 | 5.6 | 38 | 7.2
1990-04-08 | 21:00 | 5.6 | 38 | 5.7
1990-04-08 | 22:00 | 4.4 | 41 | 6.2
1990-04-08 | 23:00 | 3.9 | 39 | 5.2
1990-04-08 | 24:00 | 3.3 | 39 | 5.2
1990-04-09 | 1:00 | 3.3 | 39 | 5.2
1990-04-09 | 2:00 | 2.8 | 41 | 4.1
1990-04-09 | 3:00 | 3.3 | 39 | 5.2
1990-04-09 | 4:00 | 2.8 | 41 | 5.2
1990-04-09 | 5:00 | 2.8 | 42 | 6.2
1990-04-09 | 6:00 | 3.3 | 44 | 5.7
1990-04-09 | 7:00 | 4.4 | 41 | 6.7
1990-04-09 | 8:00 | 5.6 | 41 | 6.2
1990-04-09 | 9:00 | 8.3 | 34 | 4.1
1990-04-09 | 10:00 | 10 | 28 | 4.1
1990-04-09 | 11:00 | 11.1 | 28 | 4.6
1990-04-09 | 12:00 | 12.2 | 29 | 5.7
1990-04-09 | 13:00 | 13.9 | 27 | 8.2
1990-04-09 | 14:00 | 14.4 | 26 | 9.8
1990-04-09 | 15:00 | 14.4 | 27 | 6.2
1990-04-09 | 16:00 | 14.4 | 26 | 8.2
1990-04-09 | 17:00 | 14.4 | 27 | 7.2
1990-04-09 | 18:00 | 13.3 | 26 | 9.3
1990-04-09 | 19:00 | 11.1 | 30 | 9.3
1990-04-09 | 20:00 | 10 | 33 | 8.2
1990-04-09 | 21:00 | 9.4 | 41 | 8.8
1990-04-09 | 22:00 | 8.9 | 46 | 7.7
1990-04-09 | 23:00 | 9.4 | 48 | 8.8
1990-04-09 | 24:00 | 8.9 | 36 | 8.2
1990-04-10 | 1:00 | 8.9 | 46 | 9.3
1990-04-10 | 2:00 | 8.3 | 50 | 7.7
1990-04-10 | 3:00 | 8.3 | 48 | 9.3
1990-04-10 | 4:00 | 8.3 | 48 | 8.8
1990-04-10 | 5:00 | 8.3 | 48 | 8.2
1990-04-10 | 6:00 | 8.9 | 50 | 9.3
1990-04-10 | 7:00 | 10 | 50 | 9.3
1990-04-10 | 8:00 | 10.6 | 55 | 8.8
1990-04-10 | 9:00 | 11.7 | 55 | 7.2
1990-04-10 | 10:00 | 11.7 | 57 | 8.8
1990-04-10 | 11:00 | 12.8 | 57 | 5.2
1990-04-10 | 12:00 | 15 | 52 | 5.7
1990-04-10 | 13:00 | 15 | 54 | 9.3
1990-04-10 | 14:00 | 15.6 | 54 | 8.2
1990-04-10 | 15:00 | 15.6 | 56 | 10.8
1990-04-10 | 16:00 | 15.6 | 58 | 8.2
1990-04-10 | 17:00 | 15 | 65 | 7.2
1990-04-10 | 18:00 | 13.3 | 78 | 7.7
1990-04-10 | 19:00 | 13.9 | 72 | 7.2
1990-04-10 | 20:00 | 13.9 | 69 | 7.7
1990-04-10 | 21:00 | 14.4 | 75 | 12.4
1990-04-10 | 22:00 | 12.8 | 83 | 10.8
1990-04-10 | 23:00 | 11.7 | 83 | 10.3
1990-04-10 | 24:00 | 12.2 | 80 | 13.9
1990-04-11 | 1:00 | 13.3 | 78 | 11.8
1990-04-11 | 2:00 | 14.4 | 72 | 14.4
1990-04-11 | 3:00 | 13.3 | 80 | 14.4
1990-04-11 | 4:00 | 13.3 | 80 | 13.9
1990-04-11 | 5:00 | 13.3 | 80 | 12.4
1990-04-11 | 6:00 | 12.2 | 93 | 11.8
1990-04-11 | 7:00 | 12.2 | 93 | 10.3
1990-04-11 | 8:00 | 12.8 | 93 | 9.8
1990-04-11 | 9:00 | 13.9 | 78 | 7.7
1990-04-11 | 10:00 | 12.8 | 69 | 7.7
1990-04-11 | 11:00 | 13.9 | 62 | 7.2
1990-04-11 | 12:00 | 13.9 | 60 | 8.8
1990-04-11 | 13:00 | 12.8 | 62 | 7.7
1990-04-11 | 14:00 | 12.2 | 59 | 7.2
1990-04-11 | 15:00 | 11.1 | 57 | 6.2
1990-04-11 | 16:00 | 11.7 | 53 | 8.8
1990-04-11 | 17:00 | 10 | 52 | 9.3
1990-04-11 | 18:00 | 8.9 | 52 | 7.7
1990-04-11 | 19:00 | 7.8 | 56 | 9.3
1990-04-11 | 20:00 | 6.7 | 58 | 8.2
1990-04-11 | 21:00 | 5.6 | 58 | 9.8
1990-04-11 | 22:00 | 5 | 58 | 8.8
1990-04-11 | 23:00 | 4.4 | 55 | 7.7
1990-04-11 | 24:00 | 3.9 | 53 | 9.3
1990-04-12 | 1:00 | 3.3 | 55 | 7.2
1990-04-12 | 2:00 | 2.8 | 59 | 6.7
1990-04-12 | 3:00 | 2.2 | 59 | 5.2
1990-04-12 | 4:00 | 2.2 | 59 | 7.2
1990-04-12 | 5:00 | 1.7 | 64 | 7.7
1990-04-12 | 6:00 | 2.2 | 64 | 8.2
1990-04-12 | 7:00 | 3.3 | 57 | 8.8
1990-04-12 | 8:00 | 5 | 45 | 9.3
1990-04-12 | 9:00 | 5.6 | 36 | 9.8
1990-04-12 | 10:00 | 6.7 | 30 | 9.3
1990-04-12 | 11:00 | 7.2 | 29 | 10.3
1990-04-12 | 12:00 | 7.8 | 26 | 8.2
1990-04-12 | 13:00 | 8.3 | 25 | 10.3
1990-04-12 | 14:00 | 8.3 | 24 | 8.2
1990-04-12 | 15:00 | 8.3 | 24 | 9.3
1990-04-12 | 16:00 | 7.2 | 26 | 9.3
1990-04-12 | 17:00 | 6.7 | 26 | 8.8
1990-04-12 | 18:00 | 5.6 | 27 | 8.8
1990-04-12 | 19:00 | 4.4 | 29 | 7.7
1990-04-12 | 20:00 | 3.9 | 32 | 7.7
1990-04-12 | 21:00 | 3.3 | 34 | 8.2
1990-04-12 | 22:00 | 2.8 | 37 | 7.7
1990-04-12 | 23:00 | 2.2 | 39 | 8.2
1990-04-12 | 24:00 | 1.7 | 42 | 6.2
1990-04-13 | 1:00 | 1.1 | 44 | 6.2
1990-04-13 | 2:00 | 0.6 | 42 | 6.2
1990-04-13 | 3:00 | 0 | 43 | 5.2
1990-04-13 | 4:00 | 0 | 43 | 3.6
1990-04-13 | 5:00 | -0.6 | 47 | 5.2
1990-04-13 | 6:00 | 0.6 | 46 | 4.6
1990-04-13 | 7:00 | 1.7 | 42 | 4.6
1990-04-13 | 8:00 | 2.8 | 42 | 5.2
1990-04-13 | 9:00 | 4.4 | 39 | 5.2
1990-04-13 | 10:00 | 5 | 36 | 3.1
1990-04-13 | 11:00 | 5 | 33 | 4.6
1990-04-13 | 12:00 | 6.7 | 32 | 3.6
1990-04-13 | 13:00 | 7.8 | 30 | 5.2
1990-04-13 | 14:00 | 6.1 | 45 | 7.7
1990-04-13 | 15:00 | 6.1 | 45 | 9.3
1990-04-13 | 16:00 | 6.1 | 51 | 8.8
1990-04-13 | 17:00 | 5.6 | 60 | 8.8
1990-04-13 | 18:00 | 6.1 | 63 | 5.2
1990-04-13 | 19:00 | 5.6 | 49 | 6.7
1990-04-13 | 20:00 | 4.4 | 55 | 6.7
1990-04-13 | 21:00 | 3.9 | 60 | 6.2
1990-04-13 | 22:00 | 3.3 | 65 | 5.7
1990-04-13 | 23:00 | 2.8 | 65 | 6.7
1990-04-13 | 24:00 | 2.8 | 65 | 6.2
1990-04-14 | 1:00 | 2.2 | 67 | 5.2
1990-04-14 | 2:00 | 1.7 | 70 | 4.1
1990-04-14 | 3:00 | 1.7 | 70 | 4.1
1990-04-14 | 4:00 | 1.1 | 73 | 2.6
1990-04-14 | 5:00 | 1.1 | 76 | 3.6
1990-04-14 | 6:00 | 2.2 | 70 | 4.1
1990-04-14 | 7:00 | 3.9 | 70 | 5.2
1990-04-14 | 8:00 | 6.1 | 63 | 6.7
1990-04-14 | 9:00 | 8.3 | 52 | 5.2
1990-04-14 | 10:00 | 10.6 | 43 | 6.7
1990-04-14 | 11:00 | 11.1 | 38 | 7.7
1990-04-14 | 12:00 | 12.2 | 35 | 7.7
1990-04-14 | 13:00 | 12.8 | 33 | 8.8
1990-04-14 | 14:00 | 12.2 | 34 | 9.8
1990-04-14 | 15:00 | 11.7 | 38 | 8.8
1990-04-14 | 16:00 | 11.1 | 38 | 7.7
1990-04-14 | 17:00 | 9.4 | 35 | 9.3
1990-04-14 | 18:00 | 7.8 | 46 | 9.3
1990-04-14 | 19:00 | 6.7 | 65 | 8.2
1990-04-14 | 20:00 | 6.1 | 65 | 7.2
1990-04-14 | 21:00 | 5.6 | 76 | 8.2
1990-04-14 | 22:00 | 5.6 | 83 | 7.7
1990-04-14 | 23:00 | 5.6 | 83 | 5.7
1990-04-14 | 24:00 | 5.6 | 83 | 6.7
1990-04-15 | 1:00 | 5.6 | 83 | 3.6
1990-04-15 | 2:00 | 5.6 | 86 | 3.6
1990-04-15 | 3:00 | 6.1 | 89 | 3.6
1990-04-15 | 4:00 | 6.1 | 93 | 4.1
1990-04-15 | 5:00 | 6.1 | 96 | 3.6
1990-04-15 | 6:00 | 6.7 | 96 | 5.7
1990-04-15 | 7:00 | 7.2 | 100 | 6.2
1990-04-15 | 8:00 | 7.8 | 96 | 7.7
1990-04-15 | 9:00 | 7.2 | 100 | 7.7
1990-04-15 | 10:00 | 8.3 | 96 | 5.2
1990-04-15 | 11:00 | 10 | 96 | 6.2
1990-04-15 | 12:00 | 11.7 | 90 | 6.7
1990-04-15 | 13:00 | 11.7 | 93 | 6.2
1990-04-15 | 14:00 | 11.7 | 93 | 5.7
1990-04-15 | 15:00 | 11.7 | 96 | 6.2
1990-04-15 | 16:00 | 11.7 | 96 | 6.2
1990-04-15 | 17:00 | 11.7 | 93 | 5.7
1990-04-15 | 18:00 | 11.7 | 93 | 5.2
1990-04-15 | 19:00 | 11.1 | 96 | 4.6
1990-04-15 | 20:00 | 10 | 96 | 3.6
1990-04-15 | 21:00 | 11.1 | 93 | 4.6
1990-04-15 | 22:00 | 10.6 | 93 | 5.2
1990-04-15 | 23:00 | 9.4 | 96 | 4.1
1990-04-15 | 24:00 | 10 | 93 | 3.6
1990-04-16 | 1:00 | 8.9 | 93 | 3.6
1990-04-16 | 2:00 | 10 | 93 | 4.1
1990-04-16 | 3:00 | 8.9 | 93 | 3.1
1990-04-16 | 4:00 | 8.9 | 96 | 4.6
1990-04-16 | 5:00 | 8.9 | 93 | 5.2
1990-04-16 | 6:00 | 8.9 | 86 | 5.2
1990-04-16 | 7:00 | 9.4 | 77 | 6.7
1990-04-16 | 8:00 | 11.7 | 64 | 4.1
1990-04-16 | 9:00 | 12.8 | 49 | 6.2
1990-04-16 | 10:00 | 13.3 | 51 | 6.2
1990-04-16 | 11:00 | 13.9 | 49 | 6.2
1990-04-16 | 12:00 | 15 | 41 | 5.2
1990-04-16 | 13:00 | 16.7 | 41 | 6.2
1990-04-16 | 14:00 | 17.2 | 35 | 7.2
1990-04-16 | 15:00 | 17.8 | 36 | 7.2
1990-04-16 | 16:00 | 17.8 | 33 | 6.2
1990-04-16 | 17:00 | 17.2 | 24 | 7.2
1990-04-16 | 18:00 | 16.7 | 25 | 6.7
1990-04-16 | 19:00 | 15 | 23 | 6.2
1990-04-16 | 20:00 | 13.9 | 27 | 4.1
1990-04-16 | 21:00 | 13.3 | 27 | 5.2
1990-04-16 | 22:00 | 10.6 | 45 | 4.1
1990-04-16 | 23:00 | 7.8 | 68 | 3.6
1990-04-16 | 24:00 | 8.3 | 68 | 3.1
1990-04-17 | 1:00 | 7.8 | 74 | 2.1
1990-04-17 | 2:00 | 7.2 | 83 | 4.1
1990-04-17 | 3:00 | 7.2 | 83 | 3.1
1990-04-17 | 4:00 | 6.7 | 86 | 5.2
1990-04-17 | 5:00 | 6.7 | 86 | 6.2
1990-04-17 | 6:00 | 6.7 | 86 | 7.2
1990-04-17 | 7:00 | 7.8 | 83 | 6.2
1990-04-17 | 8:00 | 9.4 | 77 | 6.2
1990-04-17 | 9:00 | 11.1 | 69 | 9.3
1990-04-17 | 10:00 | 11.7 | 62 | 10.3
1990-04-17 | 11:00 | 10 | 77 | 9.3
1990-04-17 | 12:00 | 9.4 | 83 | 10.8
1990-04-17 | 13:00 | 10.6 | 83 | 10.3
1990-04-17 | 14:00 | 11.1 | 86 | 9.3
1990-04-17 | 15:00 | 12.8 | 87 | 7.2
1990-04-17 | 16:00 | 10 | 86 | 9.3
1990-04-17 | 17:00 | 7.8 | 80 | 10.8
1990-04-17 | 18:00 | 6.1 | 80 | 7.7
1990-04-17 | 19:00 | 6.1 | 65 | 6.7
1990-04-17 | 20:00 | 6.1 | 65 | 6.7
1990-04-17 | 21:00 | 6.7 | 45 | 8.2
1990-04-17 | 22:00 | 5.6 | 38 | 8.8
1990-04-17 | 23:00 | 5 | 40 | 7.7
1990-04-17 | 24:00 | 4.4 | 43 | 7.7
1990-04-18 | 1:00 | 3.9 | 47 | 8.2
1990-04-18 | 2:00 | 3.3 | 46 | 8.8
1990-04-18 | 3:00 | 2.2 | 48 | 8.2
1990-04-18 | 4:00 | 2.2 | 44 | 7.7
1990-04-18 | 5:00 | 1.7 | 44 | 7.2
1990-04-18 | 6:00 | 2.2 | 39 | 6.2
1990-04-18 | 7:00 | 3.3 | 36 | 5.2
1990-04-18 | 8:00 | 5 | 35 | 7.7
1990-04-18 | 9:00 | 6.1 | 34 | 5.7
1990-04-18 | 10:00 | 7.8 | 27 | 7.7
1990-04-18 | 11:00 | 8.3 | 30 | 7.2
1990-04-18 | 12:00 | 9.4 | 35 | 9.3
1990-04-18 | 13:00 | 8.9 | 32 | 10.3
1990-04-18 | 14:00 | 8.9 | 33 | 10.8
1990-04-18 | 15:00 | 8.3 | 29 | 11.8
1990-04-18 | 16:00 | 6.7 | 45 | 10.8
1990-04-18 | 17:00 | 7.2 | 47 | 10.3
1990-04-18 | 18:00 | 5.6 | 43 | 8.8
1990-04-18 | 19:00 | 5 | 29 | 9.3
1990-04-18 | 20:00 | 4.4 | 30 | 8.2
1990-04-18 | 21:00 | 3.9 | 34 | 5.7
1990-04-18 | 22:00 | 3.9 | 33 | 4.6
1990-04-18 | 23:00 | 2.8 | 37 | 2.6
1990-04-18 | 24:00 | 2.8 | 39 | 3.1
1990-04-19 | 1:00 | 1.7 | 50 | 2.1
1990-04-19 | 2:00 | 1.7 | 44 | 3.6
1990-04-19 | 3:00 | 2.2 | 39 | 4.1
1990-04-19 | 4:00 | 2.8 | 37 | 4.1
1990-04-19 | 5:00 | 2.8 | 41 | 4.1
1990-04-19 | 6:00 | 2.8 | 46 | 4.1
1990-04-19 | 7:00 | 4.4 | 41 | 4.1
1990-04-19 | 8:00 | 7.8 | 36 | 2.6
1990-04-19 | 9:00 | 7.8 | 44 | 2.1
1990-04-19 | 10:00 | 8.3 | 41 | 5.2
1990-04-19 | 11:00 | 8.3 | 42 | 5.7
1990-04-19 | 12:00 | 10 | 38 | 4.6
1990-04-19 | 13:00 | 9.4 | 41 | 8.2
1990-04-19 | 14:00 | 8.9 | 42 | 10.3
1990-04-19 | 15:00 | 10 | 45 | 7.7
1990-04-19 | 16:00 | 13.3 | 33 | 8.2
1990-04-19 | 17:00 | 11.1 | 43 | 9.3
1990-04-19 | 18:00 | 10 | 48 | 8.2
1990-04-19 | 19:00 | 8.3 | 52 | 10.3
1990-04-19 | 20:00 | 7.8 | 56 | 8.2
1990-04-19 | 21:00 | 6.7 | 58 | 7.7
1990-04-19 | 22:00 | 6.1 | 60 | 6.2
1990-04-19 | 23:00 | 6.1 | 63 | 8.2
1990-04-19 | 24:00 | 5.6 | 65 | 6.7
1990-04-20 | 1:00 | 5.6 | 60 | 7.7
1990-04-20 | 2:00 | 6.1 | 80 | 8.2
1990-04-20 | 3:00 | 5.6 | 83 | 6.7
1990-04-20 | 4:00 | 5.6 | 83 | 6.2
1990-04-20 | 5:00 | 5.6 | 83 | 8.2
1990-04-20 | 6:00 | 5.6 | 83 | 7.7
1990-04-20 | 7:00 | 7.8 | 74 | 8.8
1990-04-20 | 8:00 | 9.4 | 64 | 9.3
1990-04-20 | 9:00 | 11.1 | 55 | 11.3
1990-04-20 | 10:00 | 12.2 | 51 | 10.8
1990-04-20 | 11:00 | 14.4 | 39 | 9.3
1990-04-20 | 12:00 | 15 | 42 | 10.3
1990-04-20 | 13:00 | 15 | 48 | 9.3
1990-04-20 | 14:00 | 13.9 | 51 | 9.3
1990-04-20 | 15:00 | 13.9 | 51 | 9.8
1990-04-20 | 16:00 | 13.9 | 51 | 9.8
1990-04-20 | 17:00 | 13.3 | 55 | 10.3
1990-04-20 | 18:00 | 12.2 | 59 | 9.8
1990-04-20 | 19:00 | 11.1 | 66 | 8.8
1990-04-20 | 20:00 | 10.6 | 69 | 8.8
1990-04-20 | 21:00 | 10 | 74 | 8.8
1990-04-20 | 22:00 | 10.6 | 74 | 8.2
1990-04-20 | 23:00 | 10.6 | 74 | 8.2
1990-04-20 | 24:00 | 11.1 | 72 | 8.2
1990-04-21 | 1:00 | 11.7 | 72 | 8.2
1990-04-21 | 2:00 | 11.7 | 72 | 7.7
1990-04-21 | 3:00 | 11.1 | 80 | 7.2
1990-04-21 | 4:00 | 10.6 | 86 | 6.2
1990-04-21 | 5:00 | 10.6 | 90 | 6.7
1990-04-21 | 6:00 | 10.6 | 93 | 7.2
1990-04-21 | 7:00 | 10.6 | 96 | 6.2
1990-04-21 | 8:00 | 11.1 | 96 | 6.2
1990-04-21 | 9:00 | 11.1 | 93 | 5.7
1990-04-21 | 10:00 | 11.1 | 93 | 5.7
1990-04-21 | 11:00 | 11.7 | 93 | 5.2
1990-04-21 | 12:00 | 11.7 | 96 | 3.1
1990-04-21 | 13:00 | 12.2 | 93 | 2.6
1990-04-21 | 14:00 | 12.8 | 93 | 3.1
1990-04-21 | 15:00 | 12.8 | 97 | 3.6
1990-04-21 | 16:00 | 12.2 | 93 | 5.7
1990-04-21 | 17:00 | 11.1 | 96 | 5.2
1990-04-21 | 18:00 | 10.6 | 96 | 4.6
1990-04-21 | 19:00 | 10.6 | 93 | 4.6
1990-04-21 | 20:00 | 10 | 93 | 3.6
1990-04-21 | 21:00 | 10 | 93 | 5.7
1990-04-21 | 22:00 | 10 | 93 | 4.1
1990-04-21 | 23:00 | 10 | 93 | 4.1
1990-04-21 | 24:00 | 9.4 | 96 | 6.2
1990-04-22 | 1:00 | 9.4 | 93 | 4.1
1990-04-22 | 2:00 | 9.4 | 90 | 5.2
1990-04-22 | 3:00 | 8.9 | 93 | 3.6
1990-04-22 | 4:00 | 8.9 | 89 | 4.1
1990-04-22 | 5:00 | 8.3 | 89 | 4.1
1990-04-22 | 6:00 | 8.9 | 86 | 4.1
1990-04-22 | 7:00 | 10 | 80 | 4.6
1990-04-22 | 8:00 | 10.6 | 74 | 4.6
1990-04-22 | 9:00 | 11.1 | 74 | 6.2
1990-04-22 | 10:00 | 11.7 | 66 | 6.2
1990-04-22 | 11:00 | 12.2 | 64 | 5.7
1990-04-22 | 12:00 | 10.6 | 74 | 5.7
1990-04-22 | 13:00 | 11.7 | 66 | 6.2
1990-04-22 | 14:00 | 11.1 | 69 | 6.7
1990-04-22 | 15:00 | 11.7 | 62 | 6.2
1990-04-22 | 16:00 | 10.6 | 61 | 7.7
1990-04-22 | 17:00 | 10.6 | 61 | 8.2
1990-04-22 | 18:00 | 10 | 69 | 6.2
1990-04-22 | 19:00 | 10.6 | 66 | 5.2
1990-04-22 | 20:00 | 10.6 | 69 | 8.2
1990-04-22 | 21:00 | 10.6 | 72 | 5.2
1990-04-22 | 22:00 | 10.6 | 74 | 5.2
1990-04-22 | 23:00 | 10.6 | 77 | 5.2
1990-04-22 | 24:00 | 10 | 80 | 5.7
1990-04-23 | 1:00 | 9.4 | 83 | 4.6
1990-04-23 | 2:00 | 8.9 | 83 | 3.1
1990-04-23 | 3:00 | 10.6 | 74 | 4.1
1990-04-23 | 4:00 | 10.6 | 72 | 4.1
1990-04-23 | 5:00 | 11.7 | 64 | 6.2
1990-04-23 | 6:00 | 10.6 | 72 | 4.1
1990-04-23 | 7:00 | 11.7 | 66 | 3.1
1990-04-23 | 8:00 | 11.1 | 72 | 3.6
1990-04-23 | 9:00 | 13.3 | 67 | 3.6
1990-04-23 | 10:00 | 13.3 | 64 | 7.2
1990-04-23 | 11:00 | 14.4 | 62 | 4.6
1990-04-23 | 12:00 | 13.3 | 62 | 5.7
1990-04-23 | 13:00 | 11.7 | 69 | 8.8
1990-04-23 | 14:00 | 11.7 | 69 | 8.2
1990-04-23 | 15:00 | 11.1 | 74 | 7.2
1990-04-23 | 16:00 | 10.6 | 74 | 6.2
1990-04-23 | 17:00 | 9.4 | 77 | 4.6
1990-04-23 | 18:00 | 8.3 | 80 | 3.6
1990-04-23 | 19:00 | 7.8 | 80 | 3.1
1990-04-23 | 20:00 | 7.8 | 80 | 1.5
1990-04-23 | 21:00 | 8.3 | 74 | 1.5
1990-04-23 | 22:00 | 8.3 | 74 | 2.1
1990-04-23 | 23:00 | 9.4 | 66 | 4.1
1990-04-23 | 24:00 | 8.9 | 71 | 4.1
1990-04-24 | 1:00 | 8.3 | 74 | 4.1
1990-04-24 | 2:00 | 8.3 | 74 | 4.1
1990-04-24 | 3:00 | 7.8 | 80 | 4.1
1990-04-24 | 4:00 | 7.8 | 80 | 3.1
1990-04-24 | 5:00 | 5.6 | 86 | 3.1
1990-04-24 | 6:00 | 7.8 | 77 | 3.6
1990-04-24 | 7:00 | 9.4 | 64 | 5.7
1990-04-24 | 8:00 | 10.6 | 59 | 6.2
1990-04-24 | 9:00 | 10.6 | 61 | 6.2
1990-04-24 | 10:00 | 10 | 61 | 8.2
1990-04-24 | 11:00 | 9.4 | 66 | 8.2
1990-04-24 | 12:00 | 9.4 | 69 | 7.2
1990-04-24 | 13:00 | 9.4 | 71 | 7.2
1990-04-24 | 14:00 | 9.4 | 71 | 6.7
1990-04-24 | 15:00 | 8.3 | 74 | 7.2
1990-04-24 | 16:00 | 8.9 | 61 | 6.7
1990-04-24 | 17:00 | 8.9 | 66 | 6.7
1990-04-24 | 18:00 | 8.9 | 66 | 4.6
1990-04-24 | 19:00 | 9.4 | 50 | 5.2
1990-04-24 | 20:00 | 8.9 | 56 | 4.1
1990-04-24 | 21:00 | 8.9 | 56 | 6.2
1990-04-24 | 22:00 | 8.3 | 71 | 6.2
1990-04-24 | 23:00 | 8.3 | 68 | 6.2
1990-04-24 | 24:00 | 7.8 | 68 | 5.2
1990-04-25 | 1:00 | 7.8 | 74 | 5.2
1990-04-25 | 2:00 | 7.2 | 83 | 5.2
1990-04-25 | 3:00 | 7.2 | 83 | 5.2
1990-04-25 | 4:00 | 7.2 | 80 | 6.2
1990-04-25 | 5:00 | 7.2 | 83 | 5.7
1990-04-25 | 6:00 | 7.8 | 77 | 6.2
1990-04-25 | 7:00 | 8.3 | 68 | 5.7
1990-04-25 | 8:00 | 9.4 | 61 | 7.2
1990-04-25 | 9:00 | 10 | 64 | 6.2
1990-04-25 | 10:00 | 10.6 | 59 | 7.7
1990-04-25 | 11:00 | 10.6 | 64 | 8.8
1990-04-25 | 12:00 | 10.6 | 69 | 7.7
1990-04-25 | 13:00 | 9.4 | 74 | 7.7
1990-04-25 | 14:00 | 9.4 | 77 | 8.2
1990-04-25 | 15:00 | 8.3 | 83 | 7.2
1990-04-25 | 16:00 | 8.3 | 83 | 7.7
1990-04-25 | 17:00 | 8.3 | 83 | 6.2
1990-04-25 | 18:00 | 8.3 | 83 | 6.2
1990-04-25 | 19:00 | 8.3 | 83 | 5.7
1990-04-25 | 20:00 | 8.3 | 86 | 5.2
1990-04-25 | 21:00 | 8.3 | 83 | 4.6
1990-04-25 | 22:00 | 8.9 | 83 | 3.6
1990-04-25 | 23:00 | 8.3 | 86 | 4.1
1990-04-25 | 24:00 | 8.3 | 86 | 4.1
1990-04-26 | 1:00 | 8.3 | 89 | 3.1
1990-04-26 | 2:00 | 8.3 | 89 | 2.6
1990-04-26 | 3:00 | 8.3 | 89 | 3.1
1990-04-26 | 4:00 | 9.4 | 86 | 4.6
1990-04-26 | 5:00 | 8.9 | 89 | 3.1
1990-04-26 | 6:00 | 8.3 | 93 | 3.6
1990-04-26 | 7:00 | 9.4 | 86 | 2.6
1990-04-26 | 8:00 | 9.4 | 86 | 3.1
1990-04-26 | 9:00 | 10 | 86 | 3.1
1990-04-26 | 10:00 | 11.1 | 83 | 3.6
1990-04-26 | 11:00 | 12.2 | 80 | 3.6
1990-04-26 | 12:00 | 14.4 | 72 | 4.1
1990-04-26 | 13:00 | 13.3 | 78 | 6.2
1990-04-26 | 14:00 | 13.9 | 75 | 5.7
1990-04-26 | 15:00 | 12.2 | 80 | 5.7
1990-04-26 | 16:00 | 12.2 | 80 | 5.2
1990-04-26 | 17:00 | 12.2 | 80 | 3.6
1990-04-26 | 18:00 | 13.9 | 72 | 2.1
1990-04-26 | 19:00 | 12.2 | 80 | 2.6
1990-04-26 | 20:00 | 15.6 | 70 | 5.7
1990-04-26 | 21:00 | 13.9 | 78 | 5.7
1990-04-26 | 22:00 | 12.8 | 80 | 5.2
1990-04-26 | 23:00 | 11.7 | 83 | 5.7
1990-04-26 | 24:00 | 11.1 | 86 | 5.7
1990-04-27 | 1:00 | 11.1 | 86 | 6.2
1990-04-27 | 2:00 | 11.1 | 86 | 6.7
1990-04-27 | 3:00 | 10 | 96 | 5.2
1990-04-27 | 4:00 | 11.1 | 90 | 5.2
1990-04-27 | 5:00 | 11.1 | 90 | 5.2
1990-04-27 | 6:00 | 12.2 | 83 | 5.2
1990-04-27 | 7:00 | 15 | 72 | 4.6
1990-04-27 | 8:00 | 18.3 | 63 | 4.1
1990-04-27 | 9:00 | 22.8 | 52 | 3.6
1990-04-27 | 10:00 | 26.7 | 45 | 4.1
1990-04-27 | 11:00 | 30 | 39 | 3.1
1990-04-27 | 12:00 | 31.7 | 36 | 3.1
1990-04-27 | 13:00 | 31.7 | 34 | 4.1
1990-04-27 | 14:00 | 27.8 | 44 | 4.6
1990-04-27 | 15:00 | 31.1 | 34 | 4.1
1990-04-27 | 16:00 | 32.2 | 28 | 3.6
1990-04-27 | 17:00 | 32.8 | 28 | 5.2
1990-04-27 | 18:00 | 31.7 | 27 | 5.2
1990-04-27 | 19:00 | 30 | 29 | 4.1
1990-04-27 | 20:00 | 29.4 | 29 | 5.2
1990-04-27 | 21:00 | 28.3 | 30 | 5.2
1990-04-27 | 22:00 | 27.2 | 33 | 4.1
1990-04-27 | 23:00 | 24.4 | 40 | 3.6
1990-04-27 | 24:00 | 22.8 | 45 | 4.6
1990-04-28 | 1:00 | 25 | 39 | 5.2
1990-04-28 | 2:00 | 24.4 | 40 | 4.6
1990-04-28 | 3:00 | 20 | 55 | 0
1990-04-28 | 4:00 | 21.1 | 51 | 2.1
1990-04-28 | 5:00 | 17.2 | 68 | 2.6
1990-04-28 | 6:00 | 22.2 | 50 | 4.1
1990-04-28 | 7:00 | 23.9 | 48 | 3.1
1990-04-28 | 8:00 | 26.1 | 41 | 3.6
1990-04-28 | 9:00 | 29.4 | 33 | 4.1
1990-04-28 | 10:00 | 31.1 | 27 | 4.6
1990-04-28 | 11:00 | 32.2 | 25 | 2.6
1990-04-28 | 12:00 | 28.9 | 36 | 5.2
1990-04-28 | 13:00 | 21.7 | 51 | 10.3
1990-04-28 | 14:00 | 16.1 | 70 | 8.2
1990-04-28 | 15:00 | 13.3 | 78 | 9.3
1990-04-28 | 16:00 | 11.1 | 83 | 9.8
1990-04-28 | 17:00 | 10.6 | 83 | 9.3
1990-04-28 | 18:00 | 10 | 86 | 9.3
1990-04-28 | 19:00 | 9.4 | 90 | 9.3
1990-04-28 | 20:00 | 8.9 | 89 | 10.3
1990-04-28 | 21:00 | 8.9 | 89 | 8.8
1990-04-28 | 22:00 | 8.3 | 86 | 9.3
1990-04-28 | 23:00 | 8.3 | 86 | 9.8
1990-04-28 | 24:00 | 8.3 | 83 | 8.8
1990-04-29 | 1:00 | 8.3 | 80 | 9.8
1990-04-29 | 2:00 | 7.8 | 83 | 9.3
1990-04-29 | 3:00 | 7.8 | 80 | 8.8
1990-04-29 | 4:00 | 7.2 | 83 | 9.8
1990-04-29 | 5:00 | 6.7 | 89 | 8.8
1990-04-29 | 6:00 | 6.1 | 96 | 8.8
1990-04-29 | 7:00 | 6.1 | 96 | 8.2
1990-04-29 | 8:00 | 6.1 | 96 | 8.2
1990-04-29 | 9:00 | 6.7 | 96 | 7.7
1990-04-29 | 10:00 | 6.7 | 96 | 8.2
1990-04-29 | 11:00 | 6.7 | 96 | 7.7
1990-04-29 | 12:00 | 6.7 | 96 | 8.8
1990-04-29 | 13:00 | 6.7 | 96 | 7.2
1990-04-29 | 14:00 | 6.7 | 100 | 7.7
1990-04-29 | 15:00 | 6.7 | 100 | 7.2
1990-04-29 | 16:00 | 6.7 | 96 | 7.7
1990-04-29 | 17:00 | 6.7 | 96 | 7.2
1990-04-29 | 18:00 | 6.7 | 96 | 7.2
1990-04-29 | 19:00 | 6.1 | 100 | 6.7
1990-04-29 | 20:00 | 6.7 | 96 | 6.7
1990-04-29 | 21:00 | 6.7 | 100 | 6.2
1990-04-29 | 22:00 | 6.7 | 100 | 5.7
1990-04-29 | 23:00 | 6.7 | 100 | 6.2
1990-04-29 | 24:00 | 6.7 | 100 | 5.7
1990-04-30 | 1:00 | 6.7 | 100 | 6.7
1990-04-30 | 2:00 | 6.7 | 100 | 8.2
1990-04-30 | 3:00 | 6.7 | 100 | 5.2
1990-04-30 | 4:00 | 6.7 | 100 | 6.2
1990-04-30 | 5:00 | 6.7 | 100 | 6.2
1990-04-30 | 6:00 | 7.2 | 96 | 6.2
1990-04-30 | 7:00 | 7.2 | 100 | 7.7
1990-04-30 | 8:00 | 7.2 | 100 | 5.7
1990-04-30 | 9:00 | 7.2 | 100 | 6.2
1990-04-30 | 10:00 | 8.3 | 96 | 5.7
1990-04-30 | 11:00 | 8.3 | 96 | 4.6
1990-04-30 | 12:00 | 8.9 | 96 | 4.6
1990-04-30 | 13:00 | 8.9 | 96 | 6.2
1990-04-30 | 14:00 | 8.3 | 100 | 6.7
1990-04-30 | 15:00 | 8.3 | 100 | 5.7
1990-04-30 | 16:00 | 8.3 | 96 | 5.7
1990-04-30 | 17:00 | 8.3 | 96 | 5.2
1990-04-30 | 18:00 | 7.8 | 96 | 4.6
1990-04-30 | 19:00 | 7.2 | 100 | 4.6
1990-04-30 | 20:00 | 7.2 | 100 | 3.6
1990-04-30 | 21:00 | 7.2 | 100 | 4.1
1990-04-30 | 22:00 | 6.6 | 100 | 4.3
1990-04-30 | 23:00 | 6.1 | 96 | 4.6
1990-04-30 | 24:00 | 5.5 | 100 | 4.8
1978-05-01 | 1:00 | 5 | 38 | 5
1978-05-01 | 2:00 | 4.4 | 41 | 5.2
1978-05-01 | 3:00 | 3.9 | 43 | 5.5
1978-05-01 | 4:00 | 3.3 | 46 | 5.7
1978-05-01 | 5:00 | 2.8 | 48 | 5.7
1978-05-01 | 6:00 | 2.8 | 50 | 6.7
1978-05-01 | 7:00 | 5 | 43 | 6.2
1978-05-01 | 8:00 | 6.7 | 38 | 6.2
1978-05-01 | 9:00 | 8.3 | 36 | 5.7
1978-05-01 | 10:00 | 9.4 | 35 | 7.7
1978-05-01 | 11:00 | 11.1 | 32 | 8.2
1978-05-01 | 12:00 | 12.2 | 30 | 7.7
1978-05-01 | 13:00 | 13.3 | 29 | 8.2
1978-05-01 | 14:00 | 12.8 | 29 | 7.7
1978-05-01 | 15:00 | 11.7 | 31 | 10.3
1978-05-01 | 16:00 | 11.7 | 31 | 8.2
1978-05-01 | 17:00 | 10 | 33 | 9.3
1978-05-01 | 18:00 | 9.4 | 35 | 11.3
1978-05-01 | 19:00 | 8.3 | 39 | 10.3
1978-05-01 | 20:00 | 6.7 | 45 | 6.7
1978-05-01 | 21:00 | 6.7 | 45 | 6.2
1978-05-01 | 22:00 | 6.1 | 45 | 5.2
1978-05-01 | 23:00 | 5.6 | 49 | 7.7
1978-05-01 | 24:00 | 5.6 | 49 | 6.7
1978-05-02 | 1:00 | 5.6 | 51 | 7.2
1978-05-02 | 2:00 | 5 | 53 | 7.7
1978-05-02 | 3:00 | 5 | 53 | 6.2
1978-05-02 | 4:00 | 4.4 | 55 | 6.7
1978-05-02 | 5:00 | 4.4 | 55 | 7.7
1978-05-02 | 6:00 | 5 | 53 | 6.7
1978-05-02 | 7:00 | 6.1 | 49 | 6.2
1978-05-02 | 8:00 | 7.2 | 49 | 8.8
1978-05-02 | 9:00 | 8.9 | 46 | 6.7
1978-05-02 | 10:00 | 10.6 | 43 | 6.2
1978-05-02 | 11:00 | 12.2 | 42 | 7.2
1978-05-02 | 12:00 | 13.3 | 40 | 6.2
1978-05-02 | 13:00 | 14.4 | 39 | 5.7
1978-05-02 | 14:00 | 16.1 | 35 | 5.2
1978-05-02 | 15:00 | 16.7 | 34 | 6.2
1978-05-02 | 16:00 | 17.2 | 31 | 5.7
1978-05-02 | 17:00 | 16.1 | 34 | 5.2
1978-05-02 | 18:00 | 15.6 | 34 | 6.2
1978-05-02 | 19:00 | 13.3 | 39 | 7.7
1978-05-02 | 20:00 | 12.2 | 42 | 7.2
1978-05-02 | 21:00 | 11.7 | 43 | 7.7
1978-05-02 | 22:00 | 10.6 | 45 | 7.7
1978-05-02 | 23:00 | 9.4 | 48 | 5.7
1978-05-02 | 24:00 | 7.8 | 54 | 3.6
1978-05-03 | 1:00 | 7.8 | 54 | 4.1
1978-05-03 | 2:00 | 7.8 | 54 | 4.6
1978-05-03 | 3:00 | 8.3 | 52 | 6.7
1978-05-03 | 4:00 | 8.3 | 52 | 5.2
1978-05-03 | 5:00 | 8.3 | 52 | 6.7
1978-05-03 | 6:00 | 8.3 | 52 | 6.7
1978-05-03 | 7:00 | 8.9 | 50 | 6.2
1978-05-03 | 8:00 | 10 | 46 | 8.8
1978-05-03 | 9:00 | 11.7 | 43 | 7.2
1978-05-03 | 10:00 | 12.2 | 42 | 6.7
1978-05-03 | 11:00 | 13.3 | 42 | 6.2
1978-05-03 | 12:00 | 14.4 | 41 | 5.2
1978-05-03 | 13:00 | 15.6 | 38 | 5.2
1978-05-03 | 14:00 | 14.4 | 48 | 4.6
1978-05-03 | 15:00 | 13.3 | 55 | 5.2
1978-05-03 | 16:00 | 11.7 | 62 | 6.7
1978-05-03 | 17:00 | 11.1 | 64 | 5.2
1978-05-03 | 18:00 | 11.1 | 66 | 4.6
1978-05-03 | 19:00 | 11.1 | 69 | 3.1
1978-05-03 | 20:00 | 10.6 | 71 | 6.2
1978-05-03 | 21:00 | 9.4 | 77 | 6.2
1978-05-03 | 22:00 | 8.9 | 66 | 4.6
1978-05-03 | 23:00 | 9.4 | 56 | 5.7
1978-05-03 | 24:00 | 9.4 | 54 | 4.6
1978-05-04 | 1:00 | 8.9 | 46 | 6.2
1978-05-04 | 2:00 | 7.2 | 49 | 4.1
1978-05-04 | 3:00 | 6.1 | 53 | 6.2
1978-05-04 | 4:00 | 6.1 | 56 | 6.2
1978-05-04 | 5:00 | 5.6 | 58 | 3.6
1978-05-04 | 6:00 | 6.1 | 56 | 6.7
1978-05-04 | 7:00 | 7.2 | 51 | 6.2
1978-05-04 | 8:00 | 8.9 | 48 | 4.1
1978-05-04 | 9:00 | 10 | 44 | 3.1
1978-05-04 | 10:00 | 11.7 | 43 | 5.2
1978-05-04 | 11:00 | 11.7 | 45 | 5.2
1978-05-04 | 12:00 | 11.7 | 47 | 6.2
1978-05-04 | 13:00 | 12.2 | 47 | 7.7
1978-05-04 | 14:00 | 12.2 | 49 | 7.7
1978-05-04 | 15:00 | 12.2 | 49 | 7.7
1978-05-04 | 16:00 | 12.2 | 53 | 6.7
1978-05-04 | 17:00 | 11.7 | 53 | 6.2
1978-05-04 | 18:00 | 11.7 | 51 | 6.2
1978-05-04 | 19:00 | 11.7 | 47 | 6.2
1978-05-04 | 20:00 | 11.1 | 49 | 5.7
1978-05-04 | 21:00 | 10.6 | 52 | 4.6
1978-05-04 | 22:00 | 10.6 | 52 | 3.6
1978-05-04 | 23:00 | 10 | 54 | 3.1
1978-05-04 | 24:00 | 9.4 | 59 | 4.1
1978-05-05 | 1:00 | 8.9 | 56 | 4.1
1978-05-05 | 2:00 | 8.9 | 59 | 4.6
1978-05-05 | 3:00 | 8.9 | 63 | 6.2
1978-05-05 | 4:00 | 8.9 | 68 | 6.7
1978-05-05 | 5:00 | 8.3 | 68 | 6.7
1978-05-05 | 6:00 | 8.3 | 74 | 7.2
1978-05-05 | 7:00 | 7.8 | 71 | 8.8
1978-05-05 | 8:00 | 7.8 | 77 | 10.3
1978-05-05 | 9:00 | 7.8 | 80 | 7.7
1978-05-05 | 10:00 | 7.2 | 83 | 7.7
1978-05-05 | 11:00 | 7.2 | 83 | 8.8
1978-05-05 | 12:00 | 7.2 | 80 | 10.3
1978-05-05 | 13:00 | 7.2 | 80 | 8.8
1978-05-05 | 14:00 | 7.8 | 80 | 6.7
1978-05-05 | 15:00 | 8.3 | 77 | 6.2
1978-05-05 | 16:00 | 8.3 | 77 | 5.2
1978-05-05 | 17:00 | 7.8 | 80 | 4.6
1978-05-05 | 18:00 | 7.8 | 77 | 3.6
1978-05-05 | 19:00 | 7.8 | 77 | 2.6
1978-05-05 | 20:00 | 7.8 | 80 | 1.5
1978-05-05 | 21:00 | 7.8 | 77 | 2.6
1978-05-05 | 22:00 | 7.8 | 77 | 2.6
1978-05-05 | 23:00 | 7.8 | 77 | 3.6
1978-05-05 | 24:00 | 7.8 | 77 | 4.1
1978-05-06 | 1:00 | 7.8 | 77 | 4.6
1978-05-06 | 2:00 | 7.8 | 74 | 4.1
1978-05-06 | 3:00 | 7.8 | 74 | 4.6
1978-05-06 | 4:00 | 7.8 | 74 | 4.6
1978-05-06 | 5:00 | 7.8 | 74 | 3.6
1978-05-06 | 6:00 | 8.3 | 71 | 4.1
1978-05-06 | 7:00 | 9.4 | 66 | 3.6
1978-05-06 | 8:00 | 11.1 | 61 | 3.1
1978-05-06 | 9:00 | 13.9 | 46 | 2.1
1978-05-06 | 10:00 | 14.4 | 46 | 3.1
1978-05-06 | 11:00 | 15 | 48 | 4.1
1978-05-06 | 12:00 | 15.6 | 44 | 5.2
1978-05-06 | 13:00 | 16.1 | 43 | 5.2
1978-05-06 | 14:00 | 16.1 | 44 | 5.2
1978-05-06 | 15:00 | 15.6 | 48 | 4.6
1978-05-06 | 16:00 | 15.6 | 48 | 4.6
1978-05-06 | 17:00 | 15.6 | 44 | 5.2
1978-05-06 | 18:00 | 14.4 | 49 | 5.7
1978-05-06 | 19:00 | 14.4 | 51 | 5.2
1978-05-06 | 20:00 | 13.3 | 55 | 4.6
1978-05-06 | 21:00 | 12.8 | 57 | 6.7
1978-05-06 | 22:00 | 12.8 | 53 | 6.2
1978-05-06 | 23:00 | 12.8 | 53 | 5.7
1978-05-06 | 24:00 | 12.2 | 55 | 5.7
1978-05-07 | 1:00 | 12.2 | 57 | 4.1
1978-05-07 | 2:00 | 12.2 | 59 | 3.6
1978-05-07 | 3:00 | 12.2 | 59 | 5.2
1978-05-07 | 4:00 | 12.2 | 59 | 5.2
1978-05-07 | 5:00 | 12.2 | 59 | 4.6
1978-05-07 | 6:00 | 12.8 | 57 | 5.2
1978-05-07 | 7:00 | 13.3 | 53 | 4.6
1978-05-07 | 8:00 | 15 | 48 | 3.6
1978-05-07 | 9:00 | 16.7 | 41 | 4.1
1978-05-07 | 10:00 | 17.8 | 37 | 4.1
1978-05-07 | 11:00 | 17.2 | 37 | 5.2
1978-05-07 | 12:00 | 16.1 | 44 | 6.7
1978-05-07 | 13:00 | 16.7 | 45 | 5.2
1978-05-07 | 14:00 | 16.1 | 44 | 4.6
1978-05-07 | 15:00 | 17.2 | 37 | 5.2
1978-05-07 | 16:00 | 18.3 | 30 | 5.2
1978-05-07 | 17:00 | 17.2 | 31 | 4.6
1978-05-07 | 18:00 | 15.6 | 43 | 4.1
1978-05-07 | 19:00 | 14.4 | 48 | 2.6
1978-05-07 | 20:00 | 13.3 | 57 | 3.6
1978-05-07 | 21:00 | 13.3 | 53 | 3.6
1978-05-07 | 22:00 | 14.4 | 48 | 5.7
1978-05-07 | 23:00 | 13.9 | 53 | 3.6
1978-05-07 | 24:00 | 13.3 | 57 | 4.1
1978-05-08 | 1:00 | 12.8 | 57 | 4.6
1978-05-08 | 2:00 | 12.8 | 59 | 3.1
1978-05-08 | 3:00 | 11.7 | 64 | 3.1
1978-05-08 | 4:00 | 11.7 | 64 | 3.1
1978-05-08 | 5:00 | 11.1 | 66 | 3.6
1978-05-08 | 6:00 | 11.7 | 66 | 2.1
1978-05-08 | 7:00 | 13.3 | 57 | 2.1
1978-05-08 | 8:00 | 15 | 58 | 2.6
1978-05-08 | 9:00 | 17.2 | 45 | 3.1
1978-05-08 | 10:00 | 18.3 | 54 | 4.1
1978-05-08 | 11:00 | 18.9 | 43 | 6.2
1978-05-08 | 12:00 | 18.9 | 42 | 8.8
1978-05-08 | 13:00 | 19.4 | 44 | 7.7
1978-05-08 | 14:00 | 19.4 | 32 | 7.2
1978-05-08 | 15:00 | 21.1 | 30 | 7.7
1978-05-08 | 16:00 | 20.6 | 23 | 8.8
1978-05-08 | 17:00 | 18.9 | 32 | 8.8
1978-05-08 | 18:00 | 16.7 | 52 | 9.8
1978-05-08 | 19:00 | 15.6 | 56 | 8.8
1978-05-08 | 20:00 | 14.4 | 53 | 7.7
1978-05-08 | 21:00 | 13.3 | 55 | 6.2
1978-05-08 | 22:00 | 13.3 | 55 | 6.7
1978-05-08 | 23:00 | 13.3 | 64 | 6.2
1978-05-08 | 24:00 | 13.3 | 72 | 3.1
1978-05-09 | 1:00 | 13.9 | 80 | 5.7
1978-05-09 | 2:00 | 15 | 72 | 9.8
1978-05-09 | 3:00 | 15.6 | 70 | 12.9
1978-05-09 | 4:00 | 13.9 | 80 | 10.3
1978-05-09 | 5:00 | 13.3 | 87 | 10.3
1978-05-09 | 6:00 | 13.3 | 90 | 9.8
1978-05-09 | 7:00 | 13.9 | 93 | 10.8
1978-05-09 | 8:00 | 14.4 | 90 | 9.3
1978-05-09 | 9:00 | 15 | 93 | 8.2
1978-05-09 | 10:00 | 15.6 | 90 | 11.8
1978-05-09 | 11:00 | 15 | 90 | 13.9
1978-05-09 | 12:00 | 15.6 | 87 | 8.2
1978-05-09 | 13:00 | 15.6 | 87 | 8.8
1978-05-09 | 14:00 | 16.1 | 84 | 8.2
1978-05-09 | 15:00 | 15.6 | 87 | 7.7
1978-05-09 | 16:00 | 15.6 | 87 | 7.7
1978-05-09 | 17:00 | 15.6 | 84 | 6.7
1978-05-09 | 18:00 | 15 | 87 | 7.2
1978-05-09 | 19:00 | 14.4 | 90 | 7.7
1978-05-09 | 20:00 | 14.4 | 90 | 6.2
1978-05-09 | 21:00 | 13.9 | 90 | 6.2
1978-05-09 | 22:00 | 14.4 | 90 | 5.7
1978-05-09 | 23:00 | 15 | 87 | 3.1
1978-05-09 | 24:00 | 14.4 | 90 | 4.6
1978-05-10 | 1:00 | 14.4 | 84 | 4.1
1978-05-10 | 2:00 | 14.4 | 84 | 4.1
1978-05-10 | 3:00 | 13.3 | 83 | 3.6
1978-05-10 | 4:00 | 12.8 | 83 | 4.1
1978-05-10 | 5:00 | 13.3 | 75 | 7.2
1978-05-10 | 6:00 | 14.4 | 65 | 6.2
1978-05-10 | 7:00 | 16.1 | 56 | 7.7
1978-05-10 | 8:00 | 17.2 | 52 | 7.7
1978-05-10 | 9:00 | 18.3 | 47 | 8.2
1978-05-10 | 10:00 | 18.9 | 45 | 9.3
1978-05-10 | 11:00 | 19.4 | 42 | 7.7
1978-05-10 | 12:00 | 19.4 | 39 | 10.3
1978-05-10 | 13:00 | 20.6 | 35 | 10.3
1978-05-10 | 14:00 | 20 | 38 | 9.3
1978-05-10 | 15:00 | 20.6 | 35 | 8.8
1978-05-10 | 16:00 | 20.6 | 35 | 7.7
1978-05-10 | 17:00 | 20 | 35 | 7.7
1978-05-10 | 18:00 | 18.3 | 40 | 7.7
1978-05-10 | 19:00 | 17.8 | 40 | 7.2
1978-05-10 | 20:00 | 16.7 | 45 | 6.2
1978-05-10 | 21:00 | 15.6 | 50 | 5.7
1978-05-10 | 22:00 | 15 | 51 | 5.7
1978-05-10 | 23:00 | 14.4 | 55 | 5.7
1978-05-10 | 24:00 | 14.4 | 55 | 4.6
1978-05-11 | 1:00 | 13.3 | 57 | 5.7
1978-05-11 | 2:00 | 13.3 | 57 | 4.1
1978-05-11 | 3:00 | 12.8 | 59 | 4.6
1978-05-11 | 4:00 | 12.2 | 62 | 5.2
1978-05-11 | 5:00 | 11.7 | 64 | 4.1
1978-05-11 | 6:00 | 12.8 | 59 | 4.6
1978-05-11 | 7:00 | 13.9 | 53 | 7.2
1978-05-11 | 8:00 | 15 | 50 | 6.2
1978-05-11 | 9:00 | 15.6 | 48 | 5.7
1978-05-11 | 10:00 | 16.7 | 46 | 2.6
1978-05-11 | 11:00 | 15.6 | 56 | 6.2
1978-05-11 | 12:00 | 15.6 | 58 | 5.7
1978-05-11 | 13:00 | 16.7 | 56 | 5.7
1978-05-11 | 14:00 | 17.8 | 54 | 5.7
1978-05-11 | 15:00 | 17.8 | 50 | 6.7
1978-05-11 | 16:00 | 17.2 | 54 | 7.2
1978-05-11 | 17:00 | 17.8 | 52 | 6.2
1978-05-11 | 18:00 | 17.8 | 54 | 6.7
1978-05-11 | 19:00 | 17.2 | 50 | 7.2
1978-05-11 | 20:00 | 15.6 | 56 | 5.7
1978-05-11 | 21:00 | 14.4 | 62 | 5.2
1978-05-11 | 22:00 | 13.3 | 64 | 3.6
1978-05-11 | 23:00 | 12.8 | 69 | 5.2
1978-05-11 | 24:00 | 12.2 | 69 | 4.6
1978-05-12 | 1:00 | 11.1 | 74 | 2.1
1978-05-12 | 2:00 | 11.1 | 74 | 5.2
1978-05-12 | 3:00 | 10.6 | 77 | 3.6
1978-05-12 | 4:00 | 10 | 80 | 4.1
1978-05-12 | 5:00 | 10 | 80 | 3.6
1978-05-12 | 6:00 | 11.7 | 72 | 4.6
1978-05-12 | 7:00 | 13.9 | 64 | 2.6
1978-05-12 | 8:00 | 15.6 | 60 | 3.1
1978-05-12 | 9:00 | 17.8 | 54 | 2.6
1978-05-12 | 10:00 | 20 | 51 | 2.6
1978-05-12 | 11:00 | 19.4 | 55 | 5.2
1978-05-12 | 12:00 | 18.3 | 56 | 5.7
1978-05-12 | 13:00 | 20 | 53 | 5.2
1978-05-12 | 14:00 | 21.1 | 44 | 4.6
1978-05-12 | 15:00 | 22.8 | 29 | 5.2
1978-05-12 | 16:00 | 24.4 | 31 | 6.7
1978-05-12 | 17:00 | 22.2 | 31 | 7.7
1978-05-12 | 18:00 | 20.6 | 34 | 6.7
1978-05-12 | 19:00 | 18.9 | 40 | 6.7
1978-05-12 | 20:00 | 16.7 | 46 | 5.7
1978-05-12 | 21:00 | 15.6 | 48 | 5.7
1978-05-12 | 22:00 | 15 | 50 | 5.2
1978-05-12 | 23:00 | 13.9 | 53 | 5.2
1978-05-12 | 24:00 | 13.3 | 55 | 4.1
1978-05-13 | 1:00 | 12.8 | 57 | 4.1
1978-05-13 | 2:00 | 12.8 | 57 | 3.6
1978-05-13 | 3:00 | 12.8 | 62 | 4.1
1978-05-13 | 4:00 | 11.7 | 74 | 3.6
1978-05-13 | 5:00 | 11.1 | 80 | 3.6
1978-05-13 | 6:00 | 11.1 | 80 | 3.1
1978-05-13 | 7:00 | 11.7 | 83 | 3.6
1978-05-13 | 8:00 | 12.2 | 83 | 2.6
1978-05-13 | 9:00 | 13.9 | 78 | 4.1
1978-05-13 | 10:00 | 15 | 75 | 5.7
1978-05-13 | 11:00 | 15 | 75 | 5.7
1978-05-13 | 12:00 | 16.1 | 72 | 7.7
1978-05-13 | 13:00 | 16.1 | 72 | 7.7
1978-05-13 | 14:00 | 17.8 | 63 | 5.7
1978-05-13 | 15:00 | 20 | 57 | 5.7
1978-05-13 | 16:00 | 20.6 | 53 | 7.2
1978-05-13 | 17:00 | 20.6 | 55 | 7.2
1978-05-13 | 18:00 | 18.3 | 65 | 7.2
1978-05-13 | 19:00 | 16.7 | 73 | 5.7
1978-05-13 | 20:00 | 16.1 | 75 | 5.7
1978-05-13 | 21:00 | 13.3 | 80 | 6.2
1978-05-13 | 22:00 | 12.8 | 83 | 6.2
1978-05-13 | 23:00 | 12.8 | 80 | 4.6
1978-05-13 | 24:00 | 12.2 | 83 | 6.2
1978-05-14 | 1:00 | 12.2 | 83 | 6.2
1978-05-14 | 2:00 | 11.7 | 83 | 4.6
1978-05-14 | 3:00 | 11.7 | 83 | 5.7
1978-05-14 | 4:00 | 11.7 | 83 | 5.2
1978-05-14 | 5:00 | 11.1 | 83 | 4.1
1978-05-14 | 6:00 | 11.7 | 80 | 5.2
1978-05-14 | 7:00 | 12.2 | 77 | 5.7
1978-05-14 | 8:00 | 13.3 | 72 | 7.7
1978-05-14 | 9:00 | 13.9 | 64 | 7.7
1978-05-14 | 10:00 | 14.4 | 60 | 7.7
1978-05-14 | 11:00 | 14.4 | 62 | 9.3
1978-05-14 | 12:00 | 14.4 | 67 | 9.8
1978-05-14 | 13:00 | 14.4 | 65 | 9.8
1978-05-14 | 14:00 | 13.9 | 67 | 8.2
1978-05-14 | 15:00 | 13.3 | 69 | 7.7
1978-05-14 | 16:00 | 12.8 | 72 | 8.2
1978-05-14 | 17:00 | 12.2 | 77 | 8.2
1978-05-14 | 18:00 | 11.7 | 77 | 8.2
1978-05-14 | 19:00 | 11.1 | 80 | 9.3
1978-05-14 | 20:00 | 11.1 | 86 | 9.3
1978-05-14 | 21:00 | 10.6 | 90 | 9.3
1978-05-14 | 22:00 | 10.6 | 86 | 10.3
1978-05-14 | 23:00 | 10 | 89 | 9.8
1978-05-14 | 24:00 | 10 | 89 | 10.3
1978-05-15 | 1:00 | 10 | 89 | 10.8
1978-05-15 | 2:00 | 10 | 89 | 10.8
1978-05-15 | 3:00 | 9.4 | 89 | 11.8
1978-05-15 | 4:00 | 9.4 | 89 | 10.8
1978-05-15 | 5:00 | 9.4 | 89 | 9.8
1978-05-15 | 6:00 | 9.4 | 89 | 10.3
1978-05-15 | 7:00 | 9.4 | 93 | 9.3
1978-05-15 | 8:00 | 9.4 | 93 | 8.2
1978-05-15 | 9:00 | 9.4 | 93 | 9.3
1978-05-15 | 10:00 | 10 | 89 | 7.7
1978-05-15 | 11:00 | 10 | 89 | 9.3
1978-05-15 | 12:00 | 10 | 89 | 10.3
1978-05-15 | 13:00 | 10 | 89 | 10.8
1978-05-15 | 14:00 | 10.6 | 86 | 9.8
1978-05-15 | 15:00 | 10.6 | 86 | 8.8
1978-05-15 | 16:00 | 10.6 | 86 | 9.3
1978-05-15 | 17:00 | 10.6 | 86 | 8.8
1978-05-15 | 18:00 | 10.6 | 86 | 9.3
1978-05-15 | 19:00 | 10 | 89 | 7.7
1978-05-15 | 20:00 | 10.6 | 86 | 7.7
1978-05-15 | 21:00 | 10 | 89 | 7.7
1978-05-15 | 22:00 | 10 | 89 | 8.2
1978-05-15 | 23:00 | 10 | 89 | 5.7
1978-05-15 | 24:00 | 10 | 89 | 6.7
1978-05-16 | 1:00 | 10 | 89 | 8.2
1978-05-16 | 2:00 | 10 | 89 | 7.7
1978-05-16 | 3:00 | 10 | 89 | 7.7
1978-05-16 | 4:00 | 10 | 89 | 6.2
1978-05-16 | 5:00 | 10 | 89 | 6.2
1978-05-16 | 6:00 | 10 | 89 | 5.7
1978-05-16 | 7:00 | 10 | 89 | 6.7
1978-05-16 | 8:00 | 10.6 | 90 | 7.7
1978-05-16 | 9:00 | 10.6 | 90 | 7.7
1978-05-16 | 10:00 | 10.6 | 90 | 7.7
1978-05-16 | 11:00 | 11.1 | 86 | 7.7
1978-05-16 | 12:00 | 11.1 | 86 | 8.8
1978-05-16 | 13:00 | 11.1 | 86 | 10.3
1978-05-16 | 14:00 | 10.6 | 90 | 12.9
1978-05-16 | 15:00 | 10.6 | 90 | 12.4
1978-05-16 | 16:00 | 10.6 | 90 | 6.7
1978-05-16 | 17:00 | 10.6 | 90 | 8.2
1978-05-16 | 18:00 | 10.6 | 90 | 9.3
1978-05-16 | 19:00 | 11.1 | 90 | 7.7
1978-05-16 | 20:00 | 11.1 | 90 | 6.2
1978-05-16 | 21:00 | 11.7 | 86 | 6.7
1978-05-16 | 22:00 | 11.7 | 86 | 3.6
1978-05-16 | 23:00 | 11.7 | 86 | 4.6
1978-05-16 | 24:00 | 11.7 | 90 | 3.6
1978-05-17 | 1:00 | 11.7 | 93 | 3.6
1978-05-17 | 2:00 | 11.7 | 93 | 3.1
1978-05-17 | 3:00 | 11.7 | 90 | 4.1
1978-05-17 | 4:00 | 11.7 | 90 | 3.6
1978-05-17 | 5:00 | 11.1 | 93 | 3.1
1978-05-17 | 6:00 | 11.1 | 93 | 3.6
1978-05-17 | 7:00 | 11.1 | 90 | 2.6
1978-05-17 | 8:00 | 11.7 | 90 | 2.6
1978-05-17 | 9:00 | 12.2 | 90 | 2.6
1978-05-17 | 10:00 | 12.8 | 90 | 3.1
1978-05-17 | 11:00 | 13.3 | 90 | 2.6
1978-05-17 | 12:00 | 15 | 84 | 2.6
1978-05-17 | 13:00 | 14.4 | 90 | 6.2
1978-05-17 | 14:00 | 14.4 | 90 | 6.2
1978-05-17 | 15:00 | 13.3 | 96 | 5.7
1978-05-17 | 16:00 | 12.8 | 100 | 4.1
1978-05-17 | 17:00 | 12.2 | 100 | 4.6
1978-05-17 | 18:00 | 11.1 | 96 | 6.2
1978-05-17 | 19:00 | 10.6 | 96 | 6.2
1978-05-17 | 20:00 | 10.6 | 90 | 5.2
1978-05-17 | 21:00 | 9.4 | 96 | 2.6
1978-05-17 | 22:00 | 8.9 | 96 | 3.6
1978-05-17 | 23:00 | 8.9 | 96 | 1
1978-05-17 | 24:00 | 9.4 | 96 | 1
1978-05-18 | 1:00 | 9.4 | 96 | 1
1978-05-18 | 2:00 | 10 | 96 | 1.5
1978-05-18 | 3:00 | 9.4 | 100 | 2.6
1978-05-18 | 4:00 | 9.4 | 96 | 3.1
1978-05-18 | 5:00 | 9.4 | 96 | 2.6
1978-05-18 | 6:00 | 9.4 | 96 | 4.1
1978-05-18 | 7:00 | 10 | 96 | 2.6
1978-05-18 | 8:00 | 10.6 | 93 | 1.5
1978-05-18 | 9:00 | 11.1 | 93 | 2.6
1978-05-18 | 10:00 | 12.2 | 90 | 3.1
1978-05-18 | 11:00 | 12.2 | 93 | 3.1
1978-05-18 | 12:00 | 12.8 | 90 | 3.1
1978-05-18 | 13:00 | 11.7 | 93 | 3.6
1978-05-18 | 14:00 | 11.7 | 93 | 3.6
1978-05-18 | 15:00 | 12.2 | 93 | 5.2
1978-05-18 | 16:00 | 12.2 | 90 | 4.6
1978-05-18 | 17:00 | 11.7 | 93 | 3.6
1978-05-18 | 18:00 | 12.2 | 93 | 3.1
1978-05-18 | 19:00 | 12.2 | 93 | 2.6
1978-05-18 | 20:00 | 12.8 | 90 | 1.5
1978-05-18 | 21:00 | 12.8 | 93 | 1
1978-05-18 | 22:00 | 12.8 | 93 | 1.5
1978-05-18 | 23:00 | 12.8 | 93 | 1
1978-05-18 | 24:00 | 14.4 | 87 | 1
1978-05-19 | 1:00 | 13.3 | 93 | 3.6
1978-05-19 | 2:00 | 12.2 | 96 | 3.1
1978-05-19 | 3:00 | 12.2 | 93 | 2.6
1978-05-19 | 4:00 | 12.2 | 93 | 1.5
1978-05-19 | 5:00 | 11.7 | 96 | 3.6
1978-05-19 | 6:00 | 11.7 | 96 | 2.6
1978-05-19 | 7:00 | 12.8 | 90 | 3.6
1978-05-19 | 8:00 | 15 | 84 | 3.1
1978-05-19 | 9:00 | 17.2 | 75 | 3.1
1978-05-19 | 10:00 | 19.4 | 70 | 3.1
1978-05-19 | 11:00 | 19.4 | 70 | 3.1
1978-05-19 | 12:00 | 18.3 | 78 | 4.6
1978-05-19 | 13:00 | 17.2 | 81 | 4.6
1978-05-19 | 14:00 | 17.8 | 78 | 5.7
1978-05-19 | 15:00 | 18.3 | 75 | 6.2
1978-05-19 | 16:00 | 20 | 68 | 5.7
1978-05-19 | 17:00 | 20.6 | 61 | 5.2
1978-05-19 | 18:00 | 19.4 | 70 | 3.6
1978-05-19 | 19:00 | 20 | 68 | 4.1
1978-05-19 | 20:00 | 18.9 | 73 | 4.1
1978-05-19 | 21:00 | 17.8 | 75 | 3.6
1978-05-19 | 22:00 | 16.7 | 81 | 2.6
1978-05-19 | 23:00 | 16.7 | 81 | 4.6
1978-05-19 | 24:00 | 16.7 | 81 | 3.6
1978-05-20 | 1:00 | 16.1 | 81 | 4.6
1978-05-20 | 2:00 | 15.6 | 84 | 4.1
1978-05-20 | 3:00 | 15 | 87 | 3.1
1978-05-20 | 4:00 | 14.4 | 90 | 3.1
1978-05-20 | 5:00 | 14.4 | 90 | 3.1
1978-05-20 | 6:00 | 16.1 | 81 | 2.1
1978-05-20 | 7:00 | 18.9 | 73 | 1.5
1978-05-20 | 8:00 | 21.1 | 66 | 3.1
1978-05-20 | 9:00 | 23.9 | 56 | 2.6
1978-05-20 | 10:00 | 26.1 | 52 | 3.1
1978-05-20 | 11:00 | 26.7 | 51 | 5.2
1978-05-20 | 12:00 | 25.6 | 56 | 6.2
1978-05-20 | 13:00 | 23.3 | 62 | 8.2
1978-05-20 | 14:00 | 23.3 | 62 | 6.7
1978-05-20 | 15:00 | 23.3 | 62 | 5.2
1978-05-20 | 16:00 | 25.6 | 56 | 3.1
1978-05-20 | 17:00 | 26.1 | 52 | 6.2
1978-05-20 | 18:00 | 25 | 54 | 5.7
1978-05-20 | 19:00 | 23.9 | 58 | 5.7
1978-05-20 | 20:00 | 22.2 | 62 | 5.2
1978-05-20 | 21:00 | 21.7 | 64 | 4.6
1978-05-20 | 22:00 | 20.6 | 68 | 4.6
1978-05-20 | 23:00 | 20 | 71 | 4.1
1978-05-20 | 24:00 | 20 | 71 | 5.2
1978-05-21 | 1:00 | 21.7 | 61 | 5.7
1978-05-21 | 2:00 | 19.4 | 70 | 6.7
1978-05-21 | 3:00 | 19.4 | 70 | 6.2
1978-05-21 | 4:00 | 19.4 | 70 | 6.7
1978-05-21 | 5:00 | 19.4 | 73 | 4.6
1978-05-21 | 6:00 | 20 | 78 | 6.7
1978-05-21 | 7:00 | 18.3 | 90 | 4.6
1978-05-21 | 8:00 | 18.9 | 90 | 7.7
1978-05-21 | 9:00 | 20 | 81 | 8.8
1978-05-21 | 10:00 | 21.1 | 68 | 8.2
1978-05-21 | 11:00 | 23.3 | 58 | 11.3
1978-05-21 | 12:00 | 25 | 48 | 11.3
1978-05-21 | 13:00 | 24.4 | 50 | 9.3
1978-05-21 | 14:00 | 25 | 31 | 10.3
1978-05-21 | 15:00 | 23.9 | 32 | 9.8
1978-05-21 | 16:00 | 22.2 | 34 | 10.8
1978-05-21 | 17:00 | 20.6 | 34 | 8.8
1978-05-21 | 18:00 | 19.4 | 37 | 8.8
1978-05-21 | 19:00 | 18.3 | 37 | 5.7
1978-05-21 | 20:00 | 17.8 | 38 | 3.6
1978-05-21 | 21:00 | 17.2 | 40 | 4.6
1978-05-21 | 22:00 | 16.7 | 43 | 4.6
1978-05-21 | 23:00 | 16.1 | 44 | 4.6
1978-05-21 | 24:00 | 16.1 | 43 | 4.6
1978-05-22 | 1:00 | 15 | 46 | 4.6
1978-05-22 | 2:00 | 15 | 46 | 5.2
1978-05-22 | 3:00 | 14.4 | 44 | 6.2
1978-05-22 | 4:00 | 14.4 | 42 | 6.2
1978-05-22 | 5:00 | 14.4 | 44 | 5.7
1978-05-22 | 6:00 | 14.4 | 48 | 6.2
1978-05-22 | 7:00 | 15.6 | 44 | 6.7
1978-05-22 | 8:00 | 17.2 | 40 | 6.2
1978-05-22 | 9:00 | 18.9 | 34 | 7.2
1978-05-22 | 10:00 | 20.6 | 31 | 8.2
1978-05-22 | 11:00 | 22.2 | 29 | 6.2
1978-05-22 | 12:00 | 23.9 | 26 | 9.3
1978-05-22 | 13:00 | 24.4 | 25 | 10.3
1978-05-22 | 14:00 | 25 | 25 | 7.7
1978-05-22 | 15:00 | 26.1 | 23 | 9.8
1978-05-22 | 16:00 | 26.1 | 21 | 8.8
1978-05-22 | 17:00 | 26.1 | 23 | 6.7
1978-05-22 | 18:00 | 25.6 | 24 | 6.2
1978-05-22 | 19:00 | 23.9 | 27 | 5.7
1978-05-22 | 20:00 | 23.3 | 29 | 5.2
1978-05-22 | 21:00 | 21.1 | 31 | 4.1
1978-05-22 | 22:00 | 20.6 | 30 | 4.1
1978-05-22 | 23:00 | 16.1 | 50 | 3.1
1978-05-22 | 24:00 | 15 | 56 | 2.6
1978-05-23 | 1:00 | 16.1 | 43 | 1
1978-05-23 | 2:00 | 15.6 | 46 | 3.1
1978-05-23 | 3:00 | 16.1 | 44 | 3.1
1978-05-23 | 4:00 | 15.6 | 50 | 2.6
1978-05-23 | 5:00 | 15 | 58 | 3.1
1978-05-23 | 6:00 | 16.1 | 56 | 2.6
1978-05-23 | 7:00 | 17.8 | 48 | 3.6
1978-05-23 | 8:00 | 20 | 44 | 5.2
1978-05-23 | 9:00 | 21.1 | 42 | 5.7
1978-05-23 | 10:00 | 23.3 | 38 | 3.6
1978-05-23 | 11:00 | 24.4 | 36 | 3.6
1978-05-23 | 12:00 | 25.6 | 35 | 5.2
1978-05-23 | 13:00 | 26.7 | 33 | 3.1
1978-05-23 | 14:00 | 27.8 | 31 | 5.2
1978-05-23 | 15:00 | 25.6 | 38 | 2.6
1978-05-23 | 16:00 | 23.9 | 48 | 5.7
1978-05-23 | 17:00 | 25.6 | 39 | 5.7
1978-05-23 | 18:00 | 23.9 | 40 | 7.2
1978-05-23 | 19:00 | 21.7 | 44 | 6.7
1978-05-23 | 20:00 | 21.1 | 46 | 5.2
1978-05-23 | 21:00 | 20.6 | 47 | 5.7
1978-05-23 | 22:00 | 20 | 51 | 5.7
1978-05-23 | 23:00 | 19.4 | 49 | 5.2
1978-05-23 | 24:00 | 17.8 | 54 | 4.1
1978-05-24 | 1:00 | 17.8 | 54 | 3.1
1978-05-24 | 2:00 | 15.6 | 62 | 2.6
1978-05-24 | 3:00 | 15.6 | 60 | 4.1
1978-05-24 | 4:00 | 15 | 65 | 2.1
1978-05-24 | 5:00 | 15 | 65 | 4.1
1978-05-24 | 6:00 | 16.1 | 60 | 3.6
1978-05-24 | 7:00 | 17.2 | 58 | 4.6
1978-05-24 | 8:00 | 18.9 | 45 | 5.7
1978-05-24 | 9:00 | 21.1 | 34 | 5.7
1978-05-24 | 10:00 | 22.8 | 34 | 7.2
1978-05-24 | 11:00 | 23.9 | 34 | 6.7
1978-05-24 | 12:00 | 23.9 | 39 | 7.2
1978-05-24 | 13:00 | 22.8 | 46 | 7.2
1978-05-24 | 14:00 | 21.7 | 53 | 8.2
1978-05-24 | 15:00 | 20.6 | 61 | 6.2
1978-05-24 | 16:00 | 19.4 | 66 | 6.2
1978-05-24 | 17:00 | 18.9 | 73 | 5.2
1978-05-24 | 18:00 | 17.8 | 81 | 3.6
1978-05-24 | 19:00 | 17.2 | 84 | 4.6
1978-05-24 | 20:00 | 17.2 | 84 | 3.6
1978-05-24 | 21:00 | 16.7 | 87 | 3.1
1978-05-24 | 22:00 | 15.6 | 87 | 4.1
1978-05-24 | 23:00 | 15 | 87 | 4.1
1978-05-24 | 24:00 | 14.4 | 90 | 5.2
1978-05-25 | 1:00 | 14.4 | 90 | 4.6
1978-05-25 | 2:00 | 13.9 | 90 | 6.2
1978-05-25 | 3:00 | 13.9 | 90 | 6.2
1978-05-25 | 4:00 | 13.9 | 93 | 6.2
1978-05-25 | 5:00 | 13.9 | 93 | 7.2
1978-05-25 | 6:00 | 13.9 | 93 | 7.2
1978-05-25 | 7:00 | 13.3 | 96 | 8.2
1978-05-25 | 8:00 | 13.9 | 96 | 7.7
1978-05-25 | 9:00 | 13.9 | 96 | 9.3
1978-05-25 | 10:00 | 13.9 | 93 | 10.3
1978-05-25 | 11:00 | 13.9 | 93 | 8.8
1978-05-25 | 12:00 | 13.9 | 96 | 7.7
1978-05-25 | 13:00 | 14.4 | 93 | 7.7
1978-05-25 | 14:00 | 13.9 | 96 | 7.2
1978-05-25 | 15:00 | 14.4 | 96 | 7.2
1978-05-25 | 16:00 | 14.4 | 96 | 7.7
1978-05-25 | 17:00 | 14.4 | 100 | 7.7
1978-05-25 | 18:00 | 15 | 97 | 7.7
1978-05-25 | 19:00 | 15 | 97 | 6.7
1978-05-25 | 20:00 | 15 | 93 | 5.2
1978-05-25 | 21:00 | 15 | 90 | 6.2
1978-05-25 | 22:00 | 15 | 90 | 6.2
1978-05-25 | 23:00 | 15 | 93 | 4.1
1978-05-25 | 24:00 | 15 | 93 | 4.6
1978-05-26 | 1:00 | 15 | 93 | 2.6
1978-05-26 | 2:00 | 15 | 93 | 4.1
1978-05-26 | 3:00 | 15 | 93 | 4.6
1978-05-26 | 4:00 | 15 | 93 | 5.7
1978-05-26 | 5:00 | 14.4 | 93 | 5.2
1978-05-26 | 6:00 | 13.9 | 93 | 3.6
1978-05-26 | 7:00 | 13.9 | 96 | 6.2
1978-05-26 | 8:00 | 15 | 93 | 4.1
1978-05-26 | 9:00 | 16.1 | 90 | 4.6
1978-05-26 | 10:00 | 17.2 | 87 | 5.7
1978-05-26 | 11:00 | 17.2 | 87 | 7.2
1978-05-26 | 12:00 | 15.6 | 87 | 7.2
1978-05-26 | 13:00 | 15.6 | 90 | 3.1
1978-05-26 | 14:00 | 15.6 | 87 | 5.2
1978-05-26 | 15:00 | 15.6 | 87 | 5.7
1978-05-26 | 16:00 | 15 | 87 | 5.2
1978-05-26 | 17:00 | 15 | 87 | 5.2
1978-05-26 | 18:00 | 15 | 87 | 4.6
1978-05-26 | 19:00 | 13.9 | 90 | 4.1
1978-05-26 | 20:00 | 13.3 | 93 | 3.6
1978-05-26 | 21:00 | 12.8 | 93 | 4.6
1978-05-26 | 22:00 | 12.8 | 93 | 4.1
1978-05-26 | 23:00 | 12.8 | 93 | 3.6
1978-05-26 | 24:00 | 12.8 | 93 | 5.2
1978-05-27 | 1:00 | 12.8 | 93 | 3.6
1978-05-27 | 2:00 | 12.8 | 93 | 4.1
1978-05-27 | 3:00 | 12.8 | 93 | 3.6
1978-05-27 | 4:00 | 12.8 | 93 | 4.1
1978-05-27 | 5:00 | 12.8 | 93 | 3.1
1978-05-27 | 6:00 | 12.8 | 93 | 3.1
1978-05-27 | 7:00 | 12.8 | 96 | 2.6
1978-05-27 | 8:00 | 13.3 | 96 | 2.6
1978-05-27 | 9:00 | 13.3 | 93 | 4.1
1978-05-27 | 10:00 | 13.3 | 93 | 4.6
1978-05-27 | 11:00 | 13.3 | 93 | 3.6
1978-05-27 | 12:00 | 14.4 | 93 | 4.1
1978-05-27 | 13:00 | 15 | 93 | 4.1
1978-05-27 | 14:00 | 15 | 90 | 3.6
1978-05-27 | 15:00 | 15 | 90 | 4.1
1978-05-27 | 16:00 | 15 | 90 | 4.6
1978-05-27 | 17:00 | 15 | 87 | 4.1
1978-05-27 | 18:00 | 14.4 | 87 | 3.6
1978-05-27 | 19:00 | 13.3 | 90 | 4.1
1978-05-27 | 20:00 | 12.8 | 93 | 3.1
1978-05-27 | 21:00 | 12.8 | 96 | 3.1
1978-05-27 | 22:00 | 12.8 | 96 | 2.1
1978-05-27 | 23:00 | 12.8 | 96 | 1.5
1978-05-27 | 24:00 | 12.8 | 96 | 0
1978-05-28 | 1:00 | 13.3 | 96 | 0
1978-05-28 | 2:00 | 13.3 | 96 | 0
1978-05-28 | 3:00 | 13.3 | 93 | 2.1
1978-05-28 | 4:00 | 13.3 | 93 | 2.6
1978-05-28 | 5:00 | 13.3 | 96 | 1
1978-05-28 | 6:00 | 13.9 | 96 | 2.6
1978-05-28 | 7:00 | 15 | 100 | 4.1
1978-05-28 | 8:00 | 16.7 | 97 | 2.6
1978-05-28 | 9:00 | 18.3 | 97 | 3.1
1978-05-28 | 10:00 | 20 | 93 | 3.6
1978-05-28 | 11:00 | 21.7 | 87 | 3.6
1978-05-28 | 12:00 | 23.3 | 79 | 5.2
1978-05-28 | 13:00 | 23.9 | 74 | 6.7
1978-05-28 | 14:00 | 23.9 | 71 | 6.7
1978-05-28 | 15:00 | 23.3 | 71 | 4.6
1978-05-28 | 16:00 | 23.9 | 71 | 6.7
1978-05-28 | 17:00 | 25 | 67 | 6.2
1978-05-28 | 18:00 | 23.9 | 71 | 6.2
1978-05-28 | 19:00 | 22.2 | 76 | 6.2
1978-05-28 | 20:00 | 21.7 | 81 | 5.2
1978-05-28 | 21:00 | 20.6 | 84 | 5.2
1978-05-28 | 22:00 | 20 | 87 | 5.7
1978-05-28 | 23:00 | 19.4 | 87 | 4.1
1978-05-28 | 24:00 | 18.9 | 90 | 3.6
1978-05-29 | 1:00 | 18.9 | 90 | 6.2
1978-05-29 | 2:00 | 18.9 | 87 | 5.7
1978-05-29 | 3:00 | 18.9 | 87 | 5.2
1978-05-29 | 4:00 | 18.3 | 90 | 4.1
1978-05-29 | 5:00 | 18.3 | 90 | 4.1
1978-05-29 | 6:00 | 18.9 | 90 | 5.7
1978-05-29 | 7:00 | 18.9 | 93 | 5.7
1978-05-29 | 8:00 | 20 | 87 | 6.2
1978-05-29 | 9:00 | 21.1 | 84 | 6.2
1978-05-29 | 10:00 | 22.8 | 79 | 6.2
1978-05-29 | 11:00 | 24.4 | 69 | 7.7
1978-05-29 | 12:00 | 26.1 | 60 | 7.2
1978-05-29 | 13:00 | 28.3 | 57 | 5.7
1978-05-29 | 14:00 | 30 | 50 | 8.2
1978-05-29 | 15:00 | 29.4 | 53 | 7.7
1978-05-29 | 16:00 | 28.3 | 57 | 7.7
1978-05-29 | 17:00 | 27.2 | 60 | 7.7
1978-05-29 | 18:00 | 25.6 | 64 | 7.2
1978-05-29 | 19:00 | 23.9 | 71 | 5.7
1978-05-29 | 20:00 | 23.3 | 74 | 5.2
1978-05-29 | 21:00 | 22.2 | 76 | 4.1
1978-05-29 | 22:00 | 20.6 | 84 | 4.1
1978-05-29 | 23:00 | 20 | 87 | 4.1
1978-05-29 | 24:00 | 18.9 | 87 | 4.1
1978-05-30 | 1:00 | 18.9 | 90 | 3.6
1978-05-30 | 2:00 | 18.3 | 90 | 4.6
1978-05-30 | 3:00 | 18.3 | 87 | 4.1
1978-05-30 | 4:00 | 17.8 | 90 | 3.6
1978-05-30 | 5:00 | 18.3 | 87 | 4.1
1978-05-30 | 6:00 | 18.3 | 90 | 3.6
1978-05-30 | 7:00 | 18.9 | 90 | 5.2
1978-05-30 | 8:00 | 19.4 | 90 | 3.6
1978-05-30 | 9:00 | 20.6 | 87 | 3.1
1978-05-30 | 10:00 | 21.1 | 90 | 4.6
1978-05-30 | 11:00 | 21.7 | 87 | 3.6
1978-05-30 | 12:00 | 22.2 | 79 | 5.7
1978-05-30 | 13:00 | 23.9 | 74 | 6.7
1978-05-30 | 14:00 | 25 | 67 | 6.7
1978-05-30 | 15:00 | 25.6 | 62 | 6.2
1978-05-30 | 16:00 | 26.1 | 58 | 6.2
1978-05-30 | 17:00 | 25 | 64 | 3.6
1978-05-30 | 18:00 | 23.3 | 71 | 4.1
1978-05-30 | 19:00 | 22.2 | 73 | 4.6
1978-05-30 | 20:00 | 22.2 | 73 | 3.1
1978-05-30 | 21:00 | 21.7 | 68 | 2.1
1978-05-30 | 22:00 | 19.4 | 81 | 2.1
1978-05-30 | 23:00 | 20 | 78 | 2.1
1978-05-30 | 24:00 | 19.4 | 81 | 0.5
1978-05-31 | 1:00 | 18.3 | 84 | 1.5
1978-05-31 | 2:00 | 17.2 | 87 | 2.6
1978-05-31 | 3:00 | 16.7 | 87 | 3.1
1978-05-31 | 4:00 | 15.6 | 90 | 3.6
1978-05-31 | 5:00 | 15.6 | 90 | 3.6
1978-05-31 | 6:00 | 15 | 93 | 3.1
1978-05-31 | 7:00 | 15 | 93 | 3.1
1978-05-31 | 8:00 | 15.6 | 93 | 3.6
1978-05-31 | 9:00 | 16.1 | 93 | 4.6
1978-05-31 | 10:00 | 16.1 | 90 | 6.2
1978-05-31 | 11:00 | 15.6 | 90 | 5.2
1978-05-31 | 12:00 | 16.1 | 90 | 6.7
1978-05-31 | 13:00 | 16.7 | 87 | 6.7
1978-05-31 | 14:00 | 17.2 | 87 | 4.1
1978-05-31 | 15:00 | 16.7 | 87 | 5.7
1978-05-31 | 16:00 | 16.7 | 90 | 6.2
1978-05-31 | 17:00 | 15.6 | 93 | 6.2
1978-05-31 | 18:00 | 15 | 90 | 6.2
1978-05-31 | 19:00 | 14.4 | 93 | 5.7
1978-05-31 | 20:00 | 14.4 | 96 | 4.1
1978-05-31 | 21:00 | 14.4 | 93 | 4.1
1978-05-31 | 22:00 | 15.2 | 96 | 4.8
1978-05-31 | 23:00 | 16 | 93 | 5.6
1978-05-31 | 24:00 | 16.8 | 93 | 6.3
2002-06-01 | 1:00 | 17.6 | 81 | 7.1
2002-06-01 | 2:00 | 18.4 | 78 | 7.8
2002-06-01 | 3:00 | 19.2 | 59 | 8.6
2002-06-01 | 4:00 | 20 | 59 | 9.3
2002-06-01 | 5:00 | 20 | 53 | 8.2
2002-06-01 | 6:00 | 19.4 | 57 | 8.2
2002-06-01 | 7:00 | 19.4 | 57 | 7.7
2002-06-01 | 8:00 | 21.1 | 51 | 6.7
2002-06-01 | 9:00 | 22.8 | 44 | 7.2
2002-06-01 | 10:00 | 23.9 | 41 | 6.2
2002-06-01 | 11:00 | 26.1 | 35 | 6.7
2002-06-01 | 12:00 | 27.2 | 34 | 9.8
2002-06-01 | 13:00 | 28.3 | 31 | 7.7
2002-06-01 | 14:00 | 28.3 | 31 | 10.8
2002-06-01 | 15:00 | 28.9 | 32 | 9.8
2002-06-01 | 16:00 | 29.4 | 30 | 8.8
2002-06-01 | 17:00 | 30 | 22 | 8.8
2002-06-01 | 18:00 | 28.9 | 22 | 9.3
2002-06-01 | 19:00 | 27.8 | 25 | 7.7
2002-06-01 | 20:00 | 26.7 | 25 | 8.2
2002-06-01 | 21:00 | 26.1 | 25 | 7.2
2002-06-01 | 22:00 | 25 | 26 | 7.7
2002-06-01 | 23:00 | 24.4 | 27 | 6.2
2002-06-01 | 24:00 | 22.8 | 31 | 5.2
2002-06-02 | 1:00 | 20 | 47 | 5.2
2002-06-02 | 2:00 | 20 | 50 | 5.2
2002-06-02 | 3:00 | 20.6 | 49 | 5.2
2002-06-02 | 4:00 | 20 | 47 | 4.6
2002-06-02 | 5:00 | 20 | 50 | 7.7
2002-06-02 | 6:00 | 17.2 | 67 | 6.2
2002-06-02 | 7:00 | 16.7 | 75 | 5.2
2002-06-02 | 8:00 | 17.8 | 75 | 6.2
2002-06-02 | 9:00 | 20.6 | 63 | 5.7
2002-06-02 | 10:00 | 22.2 | 51 | 9.3
2002-06-02 | 11:00 | 23.3 | 40 | 10.3
2002-06-02 | 12:00 | 23.9 | 37 | 8.8
2002-06-02 | 13:00 | 22.2 | 38 | 9.3
2002-06-02 | 14:00 | 20 | 49 | 5.7
2002-06-02 | 15:00 | 22.8 | 33 | 10.3
2002-06-02 | 16:00 | 21.7 | 32 | 9.8
2002-06-02 | 17:00 | 20 | 33 | 9.3
2002-06-02 | 18:00 | 19.4 | 33 | 9.8
2002-06-02 | 19:00 | 17.8 | 37 | 7.7
2002-06-02 | 20:00 | 16.7 | 41 | 7.7
2002-06-02 | 21:00 | 16.1 | 44 | 4.1
2002-06-02 | 22:00 | 15 | 47 | 3.1
2002-06-02 | 23:00 | 15 | 47 | 4.6
2002-06-02 | 24:00 | 14.4 | 49 | 4.1
2002-06-03 | 1:00 | 13.9 | 51 | 3.6
2002-06-03 | 2:00 | 13.3 | 51 | 4.1
2002-06-03 | 3:00 | 12.2 | 54 | 5.2
2002-06-03 | 4:00 | 12.2 | 53 | 4.6
2002-06-03 | 5:00 | 11.7 | 52 | 5.7
2002-06-03 | 6:00 | 12.2 | 49 | 5.7
2002-06-03 | 7:00 | 13.3 | 43 | 6.2
2002-06-03 | 8:00 | 14.4 | 42 | 4.6
2002-06-03 | 9:00 | 15.6 | 37 | 7.2
2002-06-03 | 10:00 | 17.2 | 35 | 7.2
2002-06-03 | 11:00 | 17.8 | 32 | 6.2
2002-06-03 | 12:00 | 19.4 | 31 | 5.2
2002-06-03 | 13:00 | 20 | 28 | 5.7
2002-06-03 | 14:00 | 21.1 | 26 | 8.2
2002-06-03 | 15:00 | 21.7 | 28 | 6.2
2002-06-03 | 16:00 | 21.1 | 29 | 5.7
2002-06-03 | 17:00 | 21.1 | 23 | 5.7
2002-06-03 | 18:00 | 20.6 | 24 | 7.2
2002-06-03 | 19:00 | 19.4 | 28 | 3.6
2002-06-03 | 20:00 | 18.3 | 33 | 4.1
2002-06-03 | 21:00 | 15.6 | 46 | 3.1
2002-06-03 | 22:00 | 15 | 42 | 4.6
2002-06-03 | 23:00 | 14.4 | 44 | 4.6
2002-06-03 | 24:00 | 12.2 | 54 | 2.6
2002-06-04 | 1:00 | 12.8 | 55 | 2.1
2002-06-04 | 2:00 | 11.1 | 63 | 2.1
2002-06-04 | 3:00 | 11.1 | 61 | 1.5
2002-06-04 | 4:00 | 11.7 | 61 | 1.5
2002-06-04 | 5:00 | 11.1 | 69 | 2.1
2002-06-04 | 6:00 | 13.3 | 57 | 0
2002-06-04 | 7:00 | 13.9 | 62 | 2.6
2002-06-04 | 8:00 | 14.4 | 62 | 2.6
2002-06-04 | 9:00 | 15.6 | 57 | 4.6
2002-06-04 | 10:00 | 16.1 | 51 | 5.7
2002-06-04 | 11:00 | 16.7 | 41 | 6.7
2002-06-04 | 12:00 | 17.2 | 43 | 7.2
2002-06-04 | 13:00 | 17.2 | 46 | 7.2
2002-06-04 | 14:00 | 17.2 | 44 | 9.3
2002-06-04 | 15:00 | 17.2 | 56 | 8.2
2002-06-04 | 16:00 | 17.2 | 58 | 8.2
2002-06-04 | 17:00 | 17.8 | 58 | 7.7
2002-06-04 | 18:00 | 19.4 | 39 | 6.7
2002-06-04 | 19:00 | 18.3 | 40 | 7.2
2002-06-04 | 20:00 | 17.8 | 46 | 7.2
2002-06-04 | 21:00 | 16.7 | 62 | 7.2
2002-06-04 | 22:00 | 16.1 | 72 | 5.2
2002-06-04 | 23:00 | 16.1 | 75 | 5.7
2002-06-04 | 24:00 | 15.6 | 83 | 3.6
2002-06-05 | 1:00 | 16.1 | 75 | 4.6
2002-06-05 | 2:00 | 16.1 | 67 | 6.7
2002-06-05 | 3:00 | 15.6 | 75 | 6.2
2002-06-05 | 4:00 | 15.6 | 75 | 6.2
2002-06-05 | 5:00 | 16.1 | 70 | 5.2
2002-06-05 | 6:00 | 16.7 | 67 | 5.2
2002-06-05 | 7:00 | 17.2 | 72 | 7.2
2002-06-05 | 8:00 | 17.8 | 78 | 8.2
2002-06-05 | 9:00 | 18.3 | 81 | 7.2
2002-06-05 | 10:00 | 18.9 | 81 | 7.7
2002-06-05 | 11:00 | 18.9 | 81 | 8.8
2002-06-05 | 12:00 | 20 | 78 | 8.2
2002-06-05 | 13:00 | 21.1 | 76 | 9.8
2002-06-05 | 14:00 | 21.1 | 76 | 6.7
2002-06-05 | 15:00 | 22.2 | 73 | 7.7
2002-06-05 | 16:00 | 22.8 | 73 | 6.2
2002-06-05 | 17:00 | 22.8 | 76 | 4.6
2002-06-05 | 18:00 | 23 | 73 | 5.1
2002-06-05 | 19:00 | 21.7 | 81 | 5.7
2002-06-05 | 20:00 | 20.6 | 84 | 6.2
2002-06-05 | 21:00 | 21.1 | 84 | 7.2
2002-06-05 | 22:00 | 21.7 | 81 | 7.2
2002-06-05 | 23:00 | 21.7 | 81 | 6.7
2002-06-05 | 24:00 | 21 | 88 | 7.7
2002-06-06 | 1:00 | 20.6 | 90 | 3.1
2002-06-06 | 2:00 | 19.4 | 93 | 5.7
2002-06-06 | 3:00 | 18.9 | 96 | 4.6
2002-06-06 | 4:00 | 19.4 | 93 | 2.6
2002-06-06 | 5:00 | 18.9 | 96 | 2.1
2002-06-06 | 6:00 | 20 | 93 | 4.1
2002-06-06 | 7:00 | 20 | 93 | 5.7
2002-06-06 | 8:00 | 20.6 | 90 | 4.1
2002-06-06 | 9:00 | 21.1 | 90 | 2.6
2002-06-06 | 10:00 | 19.4 | 93 | 6.2
2002-06-06 | 11:00 | 15.6 | 93 | 9.8
2002-06-06 | 12:00 | 15 | 93 | 7.2
2002-06-06 | 13:00 | 14.4 | 93 | 6.2
2002-06-06 | 14:00 | 14.4 | 90 | 6.7
2002-06-06 | 15:00 | 13.9 | 89 | 4.6
2002-06-06 | 16:00 | 13.3 | 93 | 3.1
2002-06-06 | 17:00 | 12.8 | 93 | 4.1
2002-06-06 | 18:00 | 12.8 | 93 | 3.6
2002-06-06 | 19:00 | 12.8 | 93 | 3.6
2002-06-06 | 20:00 | 12.2 | 97 | 3.1
2002-06-06 | 21:00 | 12.8 | 89 | 4.1
2002-06-06 | 22:00 | 12.8 | 89 | 4.6
2002-06-06 | 23:00 | 12.2 | 90 | 4.6
2002-06-06 | 24:00 | 12.2 | 93 | 3.6
2002-06-07 | 1:00 | 12.2 | 93 | 3.1
2002-06-07 | 2:00 | 12.2 | 93 | 4.1
2002-06-07 | 3:00 | 12.2 | 93 | 5.7
2002-06-07 | 4:00 | 12 | 94 | 5.1
2002-06-07 | 5:00 | 12.2 | 93 | 5.2
2002-06-07 | 6:00 | 13 | 94 | 5.7
2002-06-07 | 7:00 | 13.3 | 90 | 5.2
2002-06-07 | 8:00 | 12.8 | 93 | 5.2
2002-06-07 | 9:00 | 12.8 | 93 | 6.7
2002-06-07 | 10:00 | 11.7 | 89 | 7.7
2002-06-07 | 11:00 | 11 | 94 | 8.2
2002-06-07 | 12:00 | 11.1 | 89 | 7.2
2002-06-07 | 13:00 | 11.1 | 89 | 7.2
2002-06-07 | 14:00 | 12.2 | 80 | 7.2
2002-06-07 | 15:00 | 13.3 | 75 | 7.7
2002-06-07 | 16:00 | 14.4 | 72 | 6.2
2002-06-07 | 17:00 | 13.3 | 75 | 5.7
2002-06-07 | 18:00 | 13.3 | 72 | 4.1
2002-06-07 | 19:00 | 12.8 | 69 | 4.6
2002-06-07 | 20:00 | 11.7 | 68 | 2.6
2002-06-07 | 21:00 | 10.6 | 79 | 2.6
2002-06-07 | 22:00 | 10.6 | 74 | 2.6
2002-06-07 | 23:00 | 10 | 80 | 2.6
2002-06-07 | 24:00 | 8.9 | 86 | 2.1
2002-06-08 | 1:00 | 9.4 | 83 | 2.6
2002-06-08 | 2:00 | 8.9 | 83 | 3.1
2002-06-08 | 3:00 | 8.9 | 80 | 2.6
2002-06-08 | 4:00 | 8.9 | 80 | 2.6
2002-06-08 | 5:00 | 8.9 | 80 | 2.1
2002-06-08 | 6:00 | 10.6 | 71 | 1.5
2002-06-08 | 7:00 | 12.8 | 64 | 1.5
2002-06-08 | 8:00 | 13.3 | 69 | 3.1
2002-06-08 | 9:00 | 13.9 | 59 | 2.6
2002-06-08 | 10:00 | 13.9 | 64 | 3.6
2002-06-08 | 11:00 | 15.6 | 47 | 3.1
2002-06-08 | 12:00 | 15.6 | 55 | 4.6
2002-06-08 | 13:00 | 16.1 | 54 | 5.2
2002-06-08 | 14:00 | 16.7 | 53 | 5.2
2002-06-08 | 15:00 | 16.7 | 52 | 7.2
2002-06-08 | 16:00 | 16.7 | 52 | 8.2
2002-06-08 | 17:00 | 16.1 | 62 | 8.2
2002-06-08 | 18:00 | 15.6 | 67 | 5.7
2002-06-08 | 19:00 | 15.6 | 62 | 5.2
2002-06-08 | 20:00 | 15.6 | 69 | 6.7
2002-06-08 | 21:00 | 14.4 | 70 | 7.7
2002-06-08 | 22:00 | 13.3 | 72 | 5.7
2002-06-08 | 23:00 | 12.8 | 74 | 6.2
2002-06-08 | 24:00 | 12.8 | 72 | 5.7
2002-06-09 | 1:00 | 12.2 | 69 | 4.1
2002-06-09 | 2:00 | 11.7 | 71 | 4.1
2002-06-09 | 3:00 | 12.2 | 71 | 5.2
2002-06-09 | 4:00 | 12.2 | 74 | 5.2
2002-06-09 | 5:00 | 12.2 | 74 | 4.6
2002-06-09 | 6:00 | 13.3 | 72 | 5.2
2002-06-09 | 7:00 | 14.4 | 70 | 6.7
2002-06-09 | 8:00 | 16.7 | 65 | 6.7
2002-06-09 | 9:00 | 17.2 | 67 | 6.7
2002-06-09 | 10:00 | 18.3 | 73 | 5.2
2002-06-09 | 11:00 | 21.7 | 61 | 4.6
2002-06-09 | 12:00 | 23.3 | 53 | 5.2
2002-06-09 | 13:00 | 25 | 52 | 5.7
2002-06-09 | 14:00 | 26.1 | 52 | 7.2
2002-06-09 | 15:00 | 27.2 | 49 | 6.2
2002-06-09 | 16:00 | 27.2 | 49 | 6.2
2002-06-09 | 17:00 | 27.2 | 47 | 7.7
2002-06-09 | 18:00 | 26.7 | 51 | 6.7
2002-06-09 | 19:00 | 25.6 | 56 | 4.6
2002-06-09 | 20:00 | 25 | 58 | 4.6
2002-06-09 | 21:00 | 24.4 | 60 | 4.6
2002-06-09 | 22:00 | 22.8 | 66 | 3.1
2002-06-09 | 23:00 | 22.8 | 61 | 5.2
2002-06-09 | 24:00 | 21.1 | 61 | 5.2
2002-06-10 | 1:00 | 20 | 55 | 6.2
2002-06-10 | 2:00 | 19.4 | 52 | 5.2
2002-06-10 | 3:00 | 17.8 | 56 | 4.1
2002-06-10 | 4:00 | 17.2 | 52 | 4.6
2002-06-10 | 5:00 | 16.7 | 52 | 6.2
2002-06-10 | 6:00 | 17.2 | 52 | 4.6
2002-06-10 | 7:00 | 17.8 | 50 | 3.6
2002-06-10 | 8:00 | 18.9 | 47 | 4.6
2002-06-10 | 9:00 | 20 | 43 | 4.6
2002-06-10 | 10:00 | 20 | 49 | 4.6
2002-06-10 | 11:00 | 18.3 | 50 | 4.1
2002-06-10 | 12:00 | 19.4 | 42 | 4.1
2002-06-10 | 13:00 | 20 | 42 | 4.1
2002-06-10 | 14:00 | 22.8 | 39 | 3.1
2002-06-10 | 15:00 | 23.3 | 37 | 4.6
2002-06-10 | 16:00 | 21.7 | 45 | 4.1
2002-06-10 | 17:00 | 21.1 | 47 | 4.1
2002-06-10 | 18:00 | 20.6 | 53 | 3.1
2002-06-10 | 19:00 | 18.9 | 65 | 2.6
2002-06-10 | 20:00 | 19.4 | 63 | 5.2
2002-06-10 | 21:00 | 17.8 | 67 | 5.7
2002-06-10 | 22:00 | 16.7 | 72 | 4.1
2002-06-10 | 23:00 | 16.1 | 72 | 4.6
2002-06-10 | 24:00 | 16.1 | 72 | 3.6
2002-06-11 | 1:00 | 15 | 77 | 4.1
2002-06-11 | 2:00 | 15 | 77 | 5.7
2002-06-11 | 3:00 | 15 | 75 | 4.6
2002-06-11 | 4:00 | 15.6 | 72 | 6.7
2002-06-11 | 5:00 | 16.1 | 67 | 6.2
2002-06-11 | 6:00 | 16.1 | 67 | 6.2
2002-06-11 | 7:00 | 17.2 | 67 | 7.7
2002-06-11 | 8:00 | 18.9 | 68 | 7.7
2002-06-11 | 9:00 | 21.7 | 68 | 7.7
2002-06-11 | 10:00 | 24.4 | 64 | 0
2002-06-11 | 11:00 | 26.7 | 58 | 7.7
2002-06-11 | 12:00 | 28.3 | 55 | 6.7
2002-06-11 | 13:00 | 30 | 51 | 7.7
2002-06-11 | 14:00 | 31.1 | 48 | 8.8
2002-06-11 | 15:00 | 31.7 | 45 | 8.2
2002-06-11 | 16:00 | 17.8 | 75 | 9.8
2002-06-11 | 17:00 | 16.1 | 81 | 6.7
2002-06-11 | 18:00 | 15 | 87 | 8.2
2002-06-11 | 19:00 | 13.9 | 89 | 5.2
2002-06-11 | 20:00 | 13.9 | 89 | 4.1
2002-06-11 | 21:00 | 13.3 | 93 | 4.1
2002-06-11 | 22:00 | 13.3 | 90 | 4.6
2002-06-11 | 23:00 | 13.3 | 90 | 6.2
2002-06-11 | 24:00 | 12.8 | 89 | 4.6
2002-06-12 | 1:00 | 12.8 | 86 | 5.2
2002-06-12 | 2:00 | 12.2 | 90 | 3.1
2002-06-12 | 3:00 | 12.2 | 90 | 3.1
2002-06-12 | 4:00 | 12.2 | 90 | 3.6
2002-06-12 | 5:00 | 12.2 | 90 | 3.6
2002-06-12 | 6:00 | 12.2 | 93 | 3.1
2002-06-12 | 7:00 | 12.2 | 93 | 3.6
2002-06-12 | 8:00 | 12.8 | 89 | 3.1
2002-06-12 | 9:00 | 12.8 | 89 | 3.6
2002-06-12 | 10:00 | 12.8 | 89 | 3.1
2002-06-12 | 11:00 | 13.3 | 87 | 3.1
2002-06-12 | 12:00 | 12.8 | 89 | 4.1
2002-06-12 | 13:00 | 12.8 | 89 | 4.6
2002-06-12 | 14:00 | 12.8 | 89 | 6.2
2002-06-12 | 15:00 | 12.2 | 90 | 6.7
2002-06-12 | 16:00 | 12 | 94 | 5.1
2002-06-12 | 17:00 | 11.7 | 93 | 5.7
2002-06-12 | 18:00 | 11.7 | 93 | 9.3
2002-06-12 | 19:00 | 11.1 | 93 | 6.2
2002-06-12 | 20:00 | 11.1 | 93 | 6.2
2002-06-12 | 21:00 | 11.1 | 89 | 7.2
2002-06-12 | 22:00 | 11.1 | 89 | 6.2
2002-06-12 | 23:00 | 10.6 | 92 | 5.7
2002-06-12 | 24:00 | 10.6 | 92 | 4.1
2002-06-13 | 1:00 | 10.6 | 92 | 5.2
2002-06-13 | 2:00 | 10.6 | 92 | 3.6
2002-06-13 | 3:00 | 10.6 | 89 | 4.6
2002-06-13 | 4:00 | 10.6 | 92 | 3.1
2002-06-13 | 5:00 | 10.6 | 96 | 2.6
2002-06-13 | 6:00 | 10.6 | 92 | 3.1
2002-06-13 | 7:00 | 11.7 | 86 | 3.1
2002-06-13 | 8:00 | 12.2 | 83 | 2.1
2002-06-13 | 9:00 | 12.8 | 83 | 2.6
2002-06-13 | 10:00 | 12.8 | 83 | 3.6
2002-06-13 | 11:00 | 12.8 | 83 | 3.6
2002-06-13 | 12:00 | 13.9 | 80 | 3.6
2002-06-13 | 13:00 | 14.4 | 81 | 4.1
2002-06-13 | 14:00 | 15.6 | 78 | 4.6
2002-06-13 | 15:00 | 16.1 | 75 | 5.2
2002-06-13 | 16:00 | 15.6 | 78 | 6.7
2002-06-13 | 17:00 | 14.4 | 84 | 6.2
2002-06-13 | 18:00 | 14.4 | 87 | 4.6
2002-06-13 | 19:00 | 14.4 | 87 | 1.5
2002-06-13 | 20:00 | 16.7 | 78 | 3.1
2002-06-13 | 21:00 | 16.1 | 81 | 3.6
2002-06-13 | 22:00 | 15.6 | 80 | 3.1
2002-06-13 | 23:00 | 14.4 | 87 | 2.1
2002-06-13 | 24:00 | 13.9 | 89 | 2.6
2002-06-14 | 1:00 | 13.3 | 93 | 3.6
2002-06-14 | 2:00 | 13.3 | 90 | 2.1
2002-06-14 | 3:00 | 12.8 | 93 | 2.6
2002-06-14 | 4:00 | 12.8 | 93 | 4.1
2002-06-14 | 5:00 | 12.8 | 96 | 3.1
2002-06-14 | 6:00 | 12.8 | 96 | 1.5
2002-06-14 | 7:00 | 13.3 | 93 | 2.1
2002-06-14 | 8:00 | 15 | 88 | 3.6
2002-06-14 | 9:00 | 15.6 | 83 | 2.6
2002-06-14 | 10:00 | 15.6 | 83 | 3.6
2002-06-14 | 11:00 | 14.4 | 87 | 4.6
2002-06-14 | 12:00 | 14.4 | 87 | 4.6
2002-06-14 | 13:00 | 13.9 | 87 | 7.2
2002-06-14 | 14:00 | 13.3 | 93 | 5.2
2002-06-14 | 15:00 | 13.3 | 90 | 3.6
2002-06-14 | 16:00 | 13.3 | 90 | 4.6
2002-06-14 | 17:00 | 12.8 | 93 | 5.2
2002-06-14 | 18:00 | 12.8 | 93 | 5.7
2002-06-14 | 19:00 | 12.2 | 93 | 5.2
2002-06-14 | 20:00 | 12.2 | 93 | 6.7
2002-06-14 | 21:00 | 12.2 | 90 | 4.6
2002-06-14 | 22:00 | 12 | 94 | 4.6
2002-06-14 | 23:00 | 12.2 | 90 | 4.1
2002-06-14 | 24:00 | 12.2 | 93 | 4.1
2002-06-15 | 1:00 | 11.7 | 93 | 5.7
2002-06-15 | 2:00 | 11.7 | 93 | 5.7
2002-06-15 | 3:00 | 11.7 | 93 | 7.2
2002-06-15 | 4:00 | 11.7 | 93 | 6.7
2002-06-15 | 5:00 | 11.1 | 97 | 7.7
2002-06-15 | 6:00 | 11.7 | 93 | 9.3
2002-06-15 | 7:00 | 11.7 | 93 | 9.3
2002-06-15 | 8:00 | 11.7 | 93 | 9.3
2002-06-15 | 9:00 | 11.7 | 93 | 8.2
2002-06-15 | 10:00 | 12.2 | 93 | 10.3
2002-06-15 | 11:00 | 13 | 88 | 9.3
2002-06-15 | 12:00 | 12.8 | 93 | 9.8
2002-06-15 | 13:00 | 12.8 | 89 | 8.8
2002-06-15 | 14:00 | 12.8 | 89 | 10.3
2002-06-15 | 15:00 | 12.2 | 86 | 7.7
2002-06-15 | 16:00 | 12 | 94 | 8.7
2002-06-15 | 17:00 | 11.7 | 93 | 7.2
2002-06-15 | 18:00 | 11.1 | 93 | 7.7
2002-06-15 | 19:00 | 11.1 | 93 | 6.2
2002-06-15 | 20:00 | 10.6 | 92 | 7.7
2002-06-15 | 21:00 | 10 | 93 | 6.2
2002-06-15 | 22:00 | 10 | 89 | 5.7
2002-06-15 | 23:00 | 10 | 89 | 3.6
2002-06-15 | 24:00 | 10 | 93 | 3.1
2002-06-16 | 1:00 | 10 | 89 | 4.1
2002-06-16 | 2:00 | 10 | 89 | 4.1
2002-06-16 | 3:00 | 10 | 87 | 2.1
2002-06-16 | 4:00 | 10.6 | 86 | 2.6
2002-06-16 | 5:00 | 10.6 | 89 | 2.1
2002-06-16 | 6:00 | 10.6 | 86 | 2.1
2002-06-16 | 7:00 | 11.1 | 86 | 1.5
2002-06-16 | 8:00 | 11.1 | 86 | 2.6
2002-06-16 | 9:00 | 11.1 | 86 | 2.1
2002-06-16 | 10:00 | 11.1 | 89 | 2.1
2002-06-16 | 11:00 | 11.7 | 86 | 2.6
2002-06-16 | 12:00 | 12.2 | 86 | 3.6
2002-06-16 | 13:00 | 13.3 | 84 | 4.6
2002-06-16 | 14:00 | 13.9 | 80 | 5.7
2002-06-16 | 15:00 | 13.9 | 83 | 6.2
2002-06-16 | 16:00 | 13.9 | 87 | 6.2
2002-06-16 | 17:00 | 12.8 | 86 | 6.7
2002-06-16 | 18:00 | 12.8 | 93 | 5.7
2002-06-16 | 19:00 | 12.2 | 93 | 3.1
2002-06-16 | 20:00 | 12.8 | 93 | 3.1
2002-06-16 | 21:00 | 13.3 | 93 | 2.1
2002-06-16 | 22:00 | 13.3 | 93 | 2.1
2002-06-16 | 23:00 | 13.3 | 93 | 1.5
2002-06-16 | 24:00 | 12.8 | 93 | 0
2002-06-17 | 1:00 | 13.3 | 97 | 2.6
2002-06-17 | 2:00 | 13.3 | 97 | 2.6
2002-06-17 | 3:00 | 13.3 | 97 | 2.1
2002-06-17 | 4:00 | 13.3 | 97 | 2.6
2002-06-17 | 5:00 | 13.3 | 97 | 2.1
2002-06-17 | 6:00 | 13.9 | 93 | 2.6
2002-06-17 | 7:00 | 14.4 | 93 | 2.1
2002-06-17 | 8:00 | 16.1 | 87 | 2.1
2002-06-17 | 9:00 | 19.4 | 68 | 5.2
2002-06-17 | 10:00 | 21.1 | 57 | 5.7
2002-06-17 | 11:00 | 22.2 | 51 | 6.2
2002-06-17 | 12:00 | 22.8 | 48 | 4.6
2002-06-17 | 13:00 | 23.3 | 43 | 6.2
2002-06-17 | 14:00 | 23.9 | 41 | 5.7
2002-06-17 | 15:00 | 23.9 | 43 | 5.2
2002-06-17 | 16:00 | 24.4 | 40 | 4.1
2002-06-17 | 17:00 | 23.9 | 41 | 5.2
2002-06-17 | 18:00 | 24.4 | 39 | 5.2
2002-06-17 | 19:00 | 23.3 | 41 | 3.1
2002-06-17 | 20:00 | 19 | 64 | 1.5
2002-06-17 | 21:00 | 16.7 | 80 | 3.6
2002-06-17 | 22:00 | 16.7 | 78 | 4.1
2002-06-17 | 23:00 | 16.1 | 83 | 3.1
2002-06-17 | 24:00 | 16.1 | 81 | 2.6
2002-06-18 | 1:00 | 16.7 | 75 | 3.1
2002-06-18 | 2:00 | 15 | 87 | 3.1
2002-06-18 | 3:00 | 15.6 | 80 | 3.6
2002-06-18 | 4:00 | 15 | 83 | 4.1
2002-06-18 | 5:00 | 15.6 | 75 | 3.6
2002-06-18 | 6:00 | 17.2 | 65 | 3.6
2002-06-18 | 7:00 | 17.8 | 65 | 4.6
2002-06-18 | 8:00 | 18.9 | 61 | 5.2
2002-06-18 | 9:00 | 20 | 55 | 5.2
2002-06-18 | 10:00 | 21.1 | 51 | 5.2
2002-06-18 | 11:00 | 22.2 | 51 | 3.6
2002-06-18 | 12:00 | 23.3 | 46 | 4.1
2002-06-18 | 13:00 | 23.3 | 43 | 4.6
2002-06-18 | 14:00 | 24.4 | 43 | 5.2
2002-06-18 | 15:00 | 25 | 40 | 5.2
2002-06-18 | 16:00 | 25 | 39 | 2.6
2002-06-18 | 17:00 | 25 | 37 | 3.6
2002-06-18 | 18:00 | 25 | 39 | 3.6
2002-06-18 | 19:00 | 20 | 63 | 2.1
2002-06-18 | 20:00 | 18.9 | 73 | 2.1
2002-06-18 | 21:00 | 17.2 | 78 | 2.6
2002-06-18 | 22:00 | 16.7 | 80 | 2.6
2002-06-18 | 23:00 | 16.1 | 87 | 2.1
2002-06-18 | 24:00 | 16.7 | 80 | 0
2002-06-19 | 1:00 | 18.9 | 65 | 3.1
2002-06-19 | 2:00 | 17.8 | 70 | 2.1
2002-06-19 | 3:00 | 17.8 | 67 | 2.6
2002-06-19 | 4:00 | 17.2 | 72 | 1.5
2002-06-19 | 5:00 | 17.2 | 70 | 2.1
2002-06-19 | 6:00 | 17.2 | 72 | 2.6
2002-06-19 | 7:00 | 17.8 | 75 | 2.1
2002-06-19 | 8:00 | 18.3 | 73 | 3.1
2002-06-19 | 9:00 | 17.8 | 73 | 2.6
2002-06-19 | 10:00 | 17.2 | 72 | 1.5
2002-06-19 | 11:00 | 16.7 | 80 | 4.1
2002-06-19 | 12:00 | 17.8 | 75 | 2.1
2002-06-19 | 13:00 | 19.4 | 70 | 4.1
2002-06-19 | 14:00 | 20 | 65 | 4.1
2002-06-19 | 15:00 | 19.4 | 70 | 5.2
2002-06-19 | 16:00 | 18.3 | 76 | 5.2
2002-06-19 | 17:00 | 18.9 | 73 | 2.6
2002-06-19 | 18:00 | 17.8 | 78 | 4.6
2002-06-19 | 19:00 | 16.1 | 87 | 2.6
2002-06-19 | 20:00 | 15.6 | 90 | 2.6
2002-06-19 | 21:00 | 15 | 93 | 1.5
2002-06-19 | 22:00 | 16.1 | 87 | 0
2002-06-19 | 23:00 | 15.6 | 90 | 2.1
2002-06-19 | 24:00 | 15.6 | 90 | 0
2002-06-20 | 1:00 | 15 | 93 | 1.5
2002-06-20 | 2:00 | 15 | 90 | 0
2002-06-20 | 3:00 | 14.4 | 93 | 1.5
2002-06-20 | 4:00 | 13.9 | 93 | 1.5
2002-06-20 | 5:00 | 15.6 | 86 | 2.1
2002-06-20 | 6:00 | 16.1 | 83 | 2.6
2002-06-20 | 7:00 | 17.8 | 80 | 1.5
2002-06-20 | 8:00 | 17.8 | 80 | 3.1
2002-06-20 | 9:00 | 18.3 | 78 | 3.6
2002-06-20 | 10:00 | 18.9 | 75 | 3.6
2002-06-20 | 11:00 | 20 | 76 | 4.1
2002-06-20 | 12:00 | 19.4 | 79 | 5.2
2002-06-20 | 13:00 | 19.4 | 79 | 5.7
2002-06-20 | 14:00 | 20.6 | 70 | 5.2
2002-06-20 | 15:00 | 22.8 | 57 | 5.7
2002-06-20 | 16:00 | 22.8 | 55 | 6.2
2002-06-20 | 17:00 | 22.2 | 57 | 6.7
2002-06-20 | 18:00 | 21.1 | 63 | 4.6
2002-06-20 | 19:00 | 22.8 | 59 | 4.1
2002-06-20 | 20:00 | 21.1 | 61 | 5.7
2002-06-20 | 21:00 | 20 | 59 | 4.1
2002-06-20 | 22:00 | 18.3 | 70 | 2.6
2002-06-20 | 23:00 | 17.8 | 73 | 2.6
2002-06-20 | 24:00 | 16.7 | 80 | 1.5
2002-06-21 | 1:00 | 17.2 | 75 | 3.1
2002-06-21 | 2:00 | 16.7 | 75 | 3.1
2002-06-21 | 3:00 | 16.1 | 78 | 4.6
2002-06-21 | 4:00 | 16.1 | 78 | 4.6
2002-06-21 | 5:00 | 16.1 | 75 | 4.6
2002-06-21 | 6:00 | 17.2 | 72 | 4.6
2002-06-21 | 7:00 | 19.4 | 66 | 4.6
2002-06-21 | 8:00 | 21.7 | 59 | 5.2
2002-06-21 | 9:00 | 23.9 | 54 | 4.1
2002-06-21 | 10:00 | 25.6 | 50 | 5.2
2002-06-21 | 11:00 | 27.2 | 51 | 5.2
2002-06-21 | 12:00 | 28.3 | 48 | 6.2
2002-06-21 | 13:00 | 28.9 | 44 | 6.2
2002-06-21 | 14:00 | 28.3 | 44 | 6.2
2002-06-21 | 15:00 | 28.3 | 48 | 8.8
2002-06-21 | 16:00 | 27.8 | 51 | 7.2
2002-06-21 | 17:00 | 27.2 | 51 | 7.2
2002-06-21 | 18:00 | 26.1 | 54 | 7.2
2002-06-21 | 19:00 | 24.4 | 60 | 6.2
2002-06-21 | 20:00 | 23.9 | 62 | 5.2
2002-06-21 | 21:00 | 21.7 | 70 | 3.6
2002-06-21 | 22:00 | 21.1 | 71 | 4.1
2002-06-21 | 23:00 | 20.6 | 73 | 4.6
2002-06-21 | 24:00 | 20 | 73 | 5.2
2002-06-22 | 1:00 | 20 | 73 | 4.1
2002-06-22 | 2:00 | 20 | 70 | 4.6
2002-06-22 | 3:00 | 20 | 68 | 5.2
2002-06-22 | 4:00 | 20 | 68 | 5.2
2002-06-22 | 5:00 | 20 | 68 | 5.2
2002-06-22 | 6:00 | 20.6 | 65 | 4.6
2002-06-22 | 7:00 | 22.2 | 64 | 3.6
2002-06-22 | 8:00 | 23.9 | 62 | 3.1
2002-06-22 | 9:00 | 25.6 | 58 | 3.1
2002-06-22 | 10:00 | 27.8 | 55 | 2.1
2002-06-22 | 11:00 | 27.8 | 58 | 5.2
2002-06-22 | 12:00 | 26.1 | 60 | 6.7
2002-06-22 | 13:00 | 25 | 69 | 8.2
2002-06-22 | 14:00 | 23.3 | 76 | 7.2
2002-06-22 | 15:00 | 21.7 | 81 | 7.2
2002-06-22 | 16:00 | 21.1 | 84 | 5.7
2002-06-22 | 17:00 | 20.6 | 84 | 4.6
2002-06-22 | 18:00 | 18.9 | 87 | 4.1
2002-06-22 | 19:00 | 18.3 | 90 | 3.1
2002-06-22 | 20:00 | 17.2 | 93 | 2.6
2002-06-22 | 21:00 | 17.2 | 93 | 2.1
2002-06-22 | 22:00 | 17.2 | 93 | 1.5
2002-06-22 | 23:00 | 17.2 | 97 | 0
2002-06-22 | 24:00 | 17.2 | 93 | 3.1
2002-06-23 | 1:00 | 16.7 | 93 | 2.1
2002-06-23 | 2:00 | 16.1 | 93 | 1.5
2002-06-23 | 3:00 | 16.7 | 93 | 1.5
2002-06-23 | 4:00 | 16 | 100 | 2.1
2002-06-23 | 5:00 | 16.1 | 97 | 2.6
2002-06-23 | 6:00 | 16.1 | 97 | 2.1
2002-06-23 | 7:00 | 15.6 | 100 | 1.5
2002-06-23 | 8:00 | 17.2 | 93 | 2.1
2002-06-23 | 9:00 | 18.9 | 90 | 2.6
2002-06-23 | 10:00 | 20 | 87 | 2.6
2002-06-23 | 11:00 | 21.7 | 81 | 1.5
2002-06-23 | 12:00 | 23.3 | 76 | 3.1
2002-06-23 | 13:00 | 22.8 | 76 | 4.6
2002-06-23 | 14:00 | 20.6 | 84 | 4.6
2002-06-23 | 15:00 | 21.7 | 81 | 4.6
2002-06-23 | 16:00 | 22.2 | 76 | 3.1
2002-06-23 | 17:00 | 21.1 | 81 | 3.1
2002-06-23 | 18:00 | 24.4 | 71 | 3.1
2002-06-23 | 19:00 | 26.7 | 67 | 5.2
2002-06-23 | 20:00 | 26.1 | 67 | 6.7
2002-06-23 | 21:00 | 25 | 69 | 6.2
2002-06-23 | 22:00 | 25 | 69 | 7.7
2002-06-23 | 23:00 | 25 | 69 | 8.2
2002-06-23 | 24:00 | 23.9 | 71 | 7.7
2002-06-24 | 1:00 | 23.3 | 74 | 7.2
2002-06-24 | 2:00 | 24.4 | 71 | 5.2
2002-06-24 | 3:00 | 24.4 | 74 | 3.1
2002-06-24 | 4:00 | 24.4 | 74 | 3.6
2002-06-24 | 5:00 | 24.4 | 64 | 5.2
2002-06-24 | 6:00 | 24.4 | 62 | 3.6
2002-06-24 | 7:00 | 24.4 | 58 | 6.7
2002-06-24 | 8:00 | 24.4 | 50 | 8.2
2002-06-24 | 9:00 | 25 | 33 | 8.2
2002-06-24 | 10:00 | 25.6 | 30 | 7.2
2002-06-24 | 11:00 | 26.7 | 28 | 8.2
2002-06-24 | 12:00 | 27.2 | 30 | 7.2
2002-06-24 | 13:00 | 28.3 | 24 | 5.2
2002-06-24 | 14:00 | 28.9 | 21 | 6.2
2002-06-24 | 15:00 | 29.4 | 20 | 8.8
2002-06-24 | 16:00 | 30 | 20 | 6.2
2002-06-24 | 17:00 | 29.4 | 20 | 6.2
2002-06-24 | 18:00 | 28.3 | 24 | 8.2
2002-06-24 | 19:00 | 27.2 | 24 | 7.2
2002-06-24 | 20:00 | 25.6 | 27 | 4.6
2002-06-24 | 21:00 | 24.4 | 25 | 4.1
2002-06-24 | 22:00 | 23.3 | 26 | 4.6
2002-06-24 | 23:00 | 22.2 | 30 | 3.6
2002-06-24 | 24:00 | 20.6 | 33 | 4.1
2002-06-25 | 1:00 | 20.6 | 36 | 4.1
2002-06-25 | 2:00 | 18.9 | 42 | 4.6
2002-06-25 | 3:00 | 18.9 | 42 | 4.6
2002-06-25 | 4:00 | 18.3 | 43 | 4.1
2002-06-25 | 5:00 | 18.3 | 45 | 4.1
2002-06-25 | 6:00 | 19.4 | 40 | 2.1
2002-06-25 | 7:00 | 21.7 | 38 | 1.5
2002-06-25 | 8:00 | 23.3 | 38 | 0
2002-06-25 | 9:00 | 21.7 | 49 | 3.1
2002-06-25 | 10:00 | 22.2 | 43 | 4.1
2002-06-25 | 11:00 | 23.3 | 41 | 4.6
2002-06-25 | 12:00 | 23.3 | 52 | 4.1
2002-06-25 | 13:00 | 22.8 | 57 | 5.7
2002-06-25 | 14:00 | 25 | 54 | 4.6
2002-06-25 | 15:00 | 28.9 | 29 | 4.6
2002-06-25 | 16:00 | 28.9 | 31 | 5.2
2002-06-25 | 17:00 | 27.2 | 42 | 6.7
2002-06-25 | 18:00 | 26.1 | 45 | 6.7
2002-06-25 | 19:00 | 24.4 | 48 | 5.2
2002-06-25 | 20:00 | 22.8 | 51 | 5.7
2002-06-25 | 21:00 | 22.2 | 53 | 4.1
2002-06-25 | 22:00 | 21.7 | 55 | 3.6
2002-06-25 | 23:00 | 21.7 | 53 | 5.2
2002-06-25 | 24:00 | 20.6 | 57 | 5.7
2002-06-26 | 1:00 | 20 | 59 | 4.1
2002-06-26 | 2:00 | 20 | 55 | 4.6
2002-06-26 | 3:00 | 20.6 | 53 | 5.2
2002-06-26 | 4:00 | 21.1 | 61 | 5.2
2002-06-26 | 5:00 | 21.1 | 73 | 4.6
2002-06-26 | 6:00 | 21.7 | 79 | 6.2
2002-06-26 | 7:00 | 23.3 | 74 | 4.6
2002-06-26 | 8:00 | 25 | 69 | 5.7
2002-06-26 | 9:00 | 27.2 | 62 | 5.7
2002-06-26 | 10:00 | 29.4 | 57 | 4.6
2002-06-26 | 11:00 | 31.1 | 54 | 6.2
2002-06-26 | 12:00 | 32.8 | 47 | 6.7
2002-06-26 | 13:00 | 33.3 | 43 | 5.7
2002-06-26 | 14:00 | 33.3 | 41 | 7.7
2002-06-26 | 15:00 | 32.8 | 44 | 5.7
2002-06-26 | 16:00 | 33.3 | 44 | 5.2
2002-06-26 | 17:00 | 31.1 | 57 | 5.7
2002-06-26 | 18:00 | 31.1 | 57 | 8.8
2002-06-26 | 19:00 | 29.4 | 63 | 6.2
2002-06-26 | 20:00 | 28.3 | 65 | 7.2
2002-06-26 | 21:00 | 27.8 | 63 | 6.7
2002-06-26 | 22:00 | 26.7 | 64 | 5.7
2002-06-26 | 23:00 | 25 | 71 | 3.6
2002-06-26 | 24:00 | 25.6 | 71 | 4.1
2002-06-27 | 1:00 | 24.4 | 79 | 4.6
2002-06-27 | 2:00 | 25 | 79 | 4.6
2002-06-27 | 3:00 | 24.4 | 82 | 4.6
2002-06-27 | 4:00 | 23.9 | 84 | 4.6
2002-06-27 | 5:00 | 24.4 | 85 | 7.2
2002-06-27 | 6:00 | 25 | 82 | 7.7
2002-06-27 | 7:00 | 26.7 | 74 | 6.2
2002-06-27 | 8:00 | 28.3 | 67 | 7.2
2002-06-27 | 9:00 | 28.9 | 63 | 6.2
2002-06-27 | 10:00 | 29.4 | 61 | 7.7
2002-06-27 | 11:00 | 31.1 | 54 | 8.2
2002-06-27 | 12:00 | 31.1 | 52 | 7.7
2002-06-27 | 13:00 | 32.2 | 45 | 7.7
2002-06-27 | 14:00 | 32.8 | 45 | 8.2
2002-06-27 | 15:00 | 32.8 | 44 | 7.2
2002-06-27 | 16:00 | 31.7 | 48 | 8.8
2002-06-27 | 17:00 | 31.1 | 52 | 5.7
2002-06-27 | 18:00 | 23.9 | 76 | 6.2
2002-06-27 | 19:00 | 23.9 | 84 | 4.1
2002-06-27 | 20:00 | 22.2 | 87 | 3.1
2002-06-27 | 21:00 | 23 | 78 | 9.3
2002-06-27 | 22:00 | 22.2 | 84 | 4.6
2002-06-27 | 23:00 | 22.2 | 84 | 3.1
2002-06-27 | 24:00 | 21.7 | 87 | 2.6
2002-06-28 | 1:00 | 21.1 | 90 | 3.1
2002-06-28 | 2:00 | 21.1 | 93 | 2.6
2002-06-28 | 3:00 | 21.7 | 90 | 1.5
2002-06-28 | 4:00 | 21.7 | 90 | 4.1
2002-06-28 | 5:00 | 22.2 | 87 | 5.7
2002-06-28 | 6:00 | 22.8 | 87 | 5.2
2002-06-28 | 7:00 | 23.3 | 82 | 5.2
2002-06-28 | 8:00 | 24.4 | 76 | 6.2
2002-06-28 | 9:00 | 25 | 74 | 5.2
2002-06-28 | 10:00 | 26.7 | 67 | 6.2
2002-06-28 | 11:00 | 27.8 | 63 | 4.6
2002-06-28 | 12:00 | 28.3 | 59 | 6.7
2002-06-28 | 13:00 | 28.3 | 57 | 5.2
2002-06-28 | 14:00 | 28.9 | 53 | 4.1
2002-06-28 | 15:00 | 25 | 69 | 6.7
2002-06-28 | 16:00 | 25 | 69 | 2.6
2002-06-28 | 17:00 | 24.4 | 74 | 3.6
2002-06-28 | 18:00 | 25 | 71 | 2.1
2002-06-28 | 19:00 | 22.2 | 84 | 4.1
2002-06-28 | 20:00 | 21.7 | 84 | 2.1
2002-06-28 | 21:00 | 22.8 | 79 | 2.6
2002-06-28 | 22:00 | 23.3 | 69 | 4.6
2002-06-28 | 23:00 | 23.3 | 62 | 3.1
2002-06-28 | 24:00 | 22.2 | 71 | 4.1
2002-06-29 | 1:00 | 22.2 | 71 | 4.6
2002-06-29 | 2:00 | 22.2 | 66 | 5.7
2002-06-29 | 3:00 | 21.7 | 63 | 5.2
2002-06-29 | 4:00 | 21.7 | 61 | 4.1
2002-06-29 | 5:00 | 21.7 | 59 | 5.2
2002-06-29 | 6:00 | 22.2 | 57 | 4.6
2002-06-29 | 7:00 | 22.8 | 57 | 5.7
2002-06-29 | 8:00 | 23.3 | 62 | 4.1
2002-06-29 | 9:00 | 24.4 | 58 | 3.6
2002-06-29 | 10:00 | 23.9 | 55 | 4.6
2002-06-29 | 11:00 | 23.3 | 53 | 5.7
2002-06-29 | 12:00 | 22.8 | 59 | 6.2
2002-06-29 | 13:00 | 22.2 | 61 | 6.2
2002-06-29 | 14:00 | 22.2 | 61 | 4.1
2002-06-29 | 15:00 | 21.7 | 66 | 4.6
2002-06-29 | 16:00 | 21.1 | 76 | 3.6
2002-06-29 | 17:00 | 21.1 | 78 | 2.6
2002-06-29 | 18:00 | 20 | 81 | 2.6
2002-06-29 | 19:00 | 19.4 | 84 | 2.6
2002-06-29 | 20:00 | 18.3 | 90 | 3.1
2002-06-29 | 21:00 | 17.2 | 97 | 2.6
2002-06-29 | 22:00 | 17.8 | 93 | 3.1
2002-06-29 | 23:00 | 18.3 | 87 | 2.6
2002-06-29 | 24:00 | 18.9 | 81 | 2.1
2002-06-30 | 1:00 | 18.3 | 87 | 1.5
2002-06-30 | 2:00 | 17.8 | 90 | 2.6
2002-06-30 | 3:00 | 18.3 | 87 | 2.1
2002-06-30 | 4:00 | 18.3 | 90 | 2.1
2002-06-30 | 5:00 | 18.3 | 90 | 3.1
2002-06-30 | 6:00 | 17.8 | 96 | 3.1
2002-06-30 | 7:00 | 19.4 | 90 | 3.1
2002-06-30 | 8:00 | 21.7 | 79 | 3.6
2002-06-30 | 9:00 | 23.3 | 71 | 3.6
2002-06-30 | 10:00 | 23.9 | 74 | 3.6
2002-06-30 | 11:00 | 24.4 | 69 | 4.6
2002-06-30 | 12:00 | 25.6 | 64 | 5.2
2002-06-30 | 13:00 | 27.2 | 61 | 4.6
2002-06-30 | 14:00 | 25.6 | 62 | 3.6
2002-06-30 | 15:00 | 27.8 | 56 | 7.7
2002-06-30 | 16:00 | 27.2 | 62 | 7.2
2002-06-30 | 17:00 | 27.2 | 62 | 7.7
2002-06-30 | 18:00 | 26.1 | 65 | 7.2
2002-06-30 | 19:00 | 25 | 66 | 7.7
2002-06-30 | 20:00 | 23.9 | 69 | 6.7
2002-06-30 | 21:00 | 22.8 | 71 | 6.7
2002-06-30 | 22:00 | 21.6 | 76 | 6.2
2002-06-30 | 23:00 | 20.4 | 78 | 5.7
2002-06-30 | 24:00 | 19.2 | 81 | 5.2
1981-07-01 | 1:00 | 18 | 100 | 4.6
1981-07-01 | 2:00 | 16.8 | 100 | 4.1
1981-07-01 | 3:00 | 15.6 | 100 | 3.6
1981-07-01 | 4:00 | 14.4 | 100 | 3.1
1981-07-01 | 5:00 | 14.4 | 100 | 3.6
1981-07-01 | 6:00 | 15 | 100 | 3.1
1981-07-01 | 7:00 | 15.6 | 100 | 3.6
1981-07-01 | 8:00 | 17.2 | 90 | 4.1
1981-07-01 | 9:00 | 18.3 | 90 | 4.1
1981-07-01 | 10:00 | 18.9 | 84 | 5.2
1981-07-01 | 11:00 | 20 | 81 | 6.2
1981-07-01 | 12:00 | 20 | 81 | 5.2
1981-07-01 | 13:00 | 19.4 | 81 | 5.2
1981-07-01 | 14:00 | 19.4 | 81 | 7.2
1981-07-01 | 15:00 | 18.9 | 84 | 5.2
1981-07-01 | 16:00 | 18.3 | 87 | 5.7
1981-07-01 | 17:00 | 18.3 | 87 | 4.6
1981-07-01 | 18:00 | 18.3 | 90 | 6.2
1981-07-01 | 19:00 | 18.3 | 90 | 4.1
1981-07-01 | 20:00 | 17.2 | 97 | 4.6
1981-07-01 | 21:00 | 16.7 | 100 | 4.6
1981-07-01 | 22:00 | 16.7 | 100 | 4.6
1981-07-01 | 23:00 | 16.7 | 100 | 4.1
1981-07-01 | 24:00 | 16.7 | 100 | 4.6
1981-07-02 | 1:00 | 16.7 | 100 | 3.6
1981-07-02 | 2:00 | 16.7 | 100 | 4.1
1981-07-02 | 3:00 | 16.7 | 100 | 4.1
1981-07-02 | 4:00 | 16.7 | 100 | 3.6
1981-07-02 | 5:00 | 17.2 | 100 | 5.2
1981-07-02 | 6:00 | 16.7 | 100 | 5.7
1981-07-02 | 7:00 | 16.7 | 100 | 4.6
1981-07-02 | 8:00 | 17.2 | 100 | 5.2
1981-07-02 | 9:00 | 17.8 | 97 | 6.7
1981-07-02 | 10:00 | 18.3 | 93 | 5.2
1981-07-02 | 11:00 | 18.9 | 90 | 5.2
1981-07-02 | 12:00 | 20 | 84 | 5.2
1981-07-02 | 13:00 | 20 | 84 | 4.6
1981-07-02 | 14:00 | 19.4 | 87 | 4.6
1981-07-02 | 15:00 | 19.4 | 84 | 5.2
1981-07-02 | 16:00 | 19.4 | 84 | 6.2
1981-07-02 | 17:00 | 17.8 | 93 | 5.2
1981-07-02 | 18:00 | 17.8 | 93 | 5.2
1981-07-02 | 19:00 | 17.2 | 93 | 5.2
1981-07-02 | 20:00 | 16.7 | 97 | 4.1
1981-07-02 | 21:00 | 16.1 | 100 | 4.1
1981-07-02 | 22:00 | 16.1 | 100 | 3.6
1981-07-02 | 23:00 | 16.1 | 100 | 3.6
1981-07-02 | 24:00 | 16.1 | 100 | 3.1
1981-07-03 | 1:00 | 16.1 | 100 | 3.6
1981-07-03 | 2:00 | 16.1 | 100 | 3.6
1981-07-03 | 3:00 | 16.1 | 100 | 1.5
1981-07-03 | 4:00 | 16.7 | 100 | 1
1981-07-03 | 5:00 | 16.7 | 100 | 2.6
1981-07-03 | 6:00 | 16.7 | 100 | 2.6
1981-07-03 | 7:00 | 17.8 | 97 | 2.6
1981-07-03 | 8:00 | 18.3 | 97 | 3.1
1981-07-03 | 9:00 | 18.9 | 93 | 3.1
1981-07-03 | 10:00 | 20 | 87 | 2.6
1981-07-03 | 11:00 | 21.1 | 81 | 5.2
1981-07-03 | 12:00 | 21.7 | 79 | 5.2
1981-07-03 | 13:00 | 22.2 | 76 | 5.2
1981-07-03 | 14:00 | 21.7 | 79 | 6.2
1981-07-03 | 15:00 | 20.6 | 81 | 3.6
1981-07-03 | 16:00 | 20.6 | 81 | 3.1
1981-07-03 | 17:00 | 21.1 | 81 | 2.6
1981-07-03 | 18:00 | 22.2 | 76 | 3.1
1981-07-03 | 19:00 | 25 | 69 | 5.7
1981-07-03 | 20:00 | 23.9 | 74 | 5.2
1981-07-03 | 21:00 | 23.3 | 79 | 4.6
1981-07-03 | 22:00 | 23.3 | 79 | 4.6
1981-07-03 | 23:00 | 22.8 | 79 | 4.6
1981-07-03 | 24:00 | 22.2 | 82 | 4.1
1981-07-04 | 1:00 | 22.2 | 82 | 3.6
1981-07-04 | 2:00 | 21.7 | 87 | 3.6
1981-07-04 | 3:00 | 21.7 | 87 | 3.1
1981-07-04 | 4:00 | 21.7 | 87 | 2.6
1981-07-04 | 5:00 | 21.7 | 87 | 2.6
1981-07-04 | 6:00 | 22.2 | 84 | 3.1
1981-07-04 | 7:00 | 22.8 | 84 | 4.1
1981-07-04 | 8:00 | 23.9 | 79 | 4.6
1981-07-04 | 9:00 | 25.6 | 71 | 5.2
1981-07-04 | 10:00 | 26.1 | 67 | 5.2
1981-07-04 | 11:00 | 27.8 | 58 | 7.2
1981-07-04 | 12:00 | 27.8 | 58 | 5.2
1981-07-04 | 13:00 | 27.2 | 63 | 4.1
1981-07-04 | 14:00 | 25.6 | 77 | 5.2
1981-07-04 | 15:00 | 24.4 | 79 | 7.2
1981-07-04 | 16:00 | 25 | 74 | 1.5
1981-07-04 | 17:00 | 23.9 | 85 | 6.7
1981-07-04 | 18:00 | 23.9 | 85 | 3.6
1981-07-04 | 19:00 | 23.3 | 87 | 3.1
1981-07-04 | 20:00 | 23.3 | 82 | 4.6
1981-07-04 | 21:00 | 22.8 | 84 | 4.1
1981-07-04 | 22:00 | 21.7 | 87 | 3.6
1981-07-04 | 23:00 | 21.7 | 84 | 3.1
1981-07-04 | 24:00 | 21.1 | 90 | 3.1
1981-07-05 | 1:00 | 20 | 90 | 4.1
1981-07-05 | 2:00 | 20 | 87 | 5.7
1981-07-05 | 3:00 | 18.9 | 93 | 4.1
1981-07-05 | 4:00 | 18.3 | 97 | 4.6
1981-07-05 | 5:00 | 18.9 | 97 | 4.1
1981-07-05 | 6:00 | 18.9 | 93 | 4.1
1981-07-05 | 7:00 | 20 | 97 | 3.6
1981-07-05 | 8:00 | 20.6 | 90 | 3.6
1981-07-05 | 9:00 | 22.2 | 90 | 3.1
1981-07-05 | 10:00 | 21.1 | 90 | 3.6
1981-07-05 | 11:00 | 23.3 | 84 | 3.6
1981-07-05 | 12:00 | 23.3 | 82 | 3.6
1981-07-05 | 13:00 | 23.3 | 82 | 4.6
1981-07-05 | 14:00 | 24.4 | 82 | 6.7
1981-07-05 | 15:00 | 24.4 | 82 | 5.7
1981-07-05 | 16:00 | 23.3 | 84 | 5.7
1981-07-05 | 17:00 | 22.8 | 87 | 4.1
1981-07-05 | 18:00 | 22.8 | 87 | 5.2
1981-07-05 | 19:00 | 22.2 | 90 | 3.6
1981-07-05 | 20:00 | 22.2 | 90 | 3.6
1981-07-05 | 21:00 | 22.2 | 87 | 2.6
1981-07-05 | 22:00 | 22.2 | 90 | 4.1
1981-07-05 | 23:00 | 21.7 | 90 | 4.1
1981-07-05 | 24:00 | 21.7 | 90 | 4.6
1981-07-06 | 1:00 | 21.7 | 87 | 3.6
1981-07-06 | 2:00 | 22.2 | 84 | 4.1
1981-07-06 | 3:00 | 21.7 | 87 | 4.1
1981-07-06 | 4:00 | 21.7 | 87 | 4.6
1981-07-06 | 5:00 | 21.7 | 87 | 3.6
1981-07-06 | 6:00 | 22.8 | 82 | 4.6
1981-07-06 | 7:00 | 22.2 | 84 | 3.6
1981-07-06 | 8:00 | 23.3 | 79 | 3.6
1981-07-06 | 9:00 | 24.4 | 74 | 4.1
1981-07-06 | 10:00 | 26.7 | 67 | 3.6
1981-07-06 | 11:00 | 28.3 | 59 | 4.6
1981-07-06 | 12:00 | 28.9 | 57 | 4.6
1981-07-06 | 13:00 | 29.4 | 49 | 4.1
1981-07-06 | 14:00 | 28.9 | 53 | 3.1
1981-07-06 | 15:00 | 31.1 | 48 | 3.1
1981-07-06 | 16:00 | 28.3 | 57 | 3.1
1981-07-06 | 17:00 | 27.8 | 58 | 5.2
1981-07-06 | 18:00 | 27.8 | 65 | 3.6
1981-07-06 | 19:00 | 29.4 | 51 | 3.6
1981-07-06 | 20:00 | 28.9 | 53 | 3.1
1981-07-06 | 21:00 | 27.8 | 61 | 2.6
1981-07-06 | 22:00 | 27.2 | 63 | 3.6
1981-07-06 | 23:00 | 26.7 | 65 | 4.6
1981-07-06 | 24:00 | 25.6 | 67 | 4.1
1981-07-07 | 1:00 | 25.6 | 67 | 5.2
1981-07-07 | 2:00 | 25 | 69 | 5.7
1981-07-07 | 3:00 | 24.4 | 71 | 4.6
1981-07-07 | 4:00 | 23.9 | 74 | 4.6
1981-07-07 | 5:00 | 23.9 | 74 | 5.2
1981-07-07 | 6:00 | 23.9 | 74 | 5.2
1981-07-07 | 7:00 | 26.1 | 65 | 5.7
1981-07-07 | 8:00 | 28.3 | 57 | 6.2
1981-07-07 | 9:00 | 29.4 | 53 | 6.2
1981-07-07 | 10:00 | 31.1 | 48 | 4.1
1981-07-07 | 11:00 | 31.7 | 47 | 7.2
1981-07-07 | 12:00 | 33.3 | 40 | 7.2
1981-07-07 | 13:00 | 33.9 | 38 | 5.7
1981-07-07 | 14:00 | 33.9 | 34 | 8.2
1981-07-07 | 15:00 | 33.3 | 36 | 6.7
1981-07-07 | 16:00 | 33.3 | 36 | 5.7
1981-07-07 | 17:00 | 32.8 | 38 | 6.2
1981-07-07 | 18:00 | 31.1 | 36 | 6.2
1981-07-07 | 19:00 | 30.6 | 36 | 5.2
1981-07-07 | 20:00 | 28.9 | 40 | 4.1
1981-07-07 | 21:00 | 28.9 | 40 | 4.1
1981-07-07 | 22:00 | 27.8 | 43 | 2.6
1981-07-07 | 23:00 | 27.2 | 44 | 3.1
1981-07-07 | 24:00 | 25.6 | 50 | 3.1
1981-07-08 | 1:00 | 25.6 | 52 | 2.6
1981-07-08 | 2:00 | 24.4 | 58 | 2.1
1981-07-08 | 3:00 | 22.2 | 71 | 1.5
1981-07-08 | 4:00 | 22.8 | 69 | 3.6
1981-07-08 | 5:00 | 22.8 | 69 | 3.1
1981-07-08 | 6:00 | 24.4 | 62 | 4.6
1981-07-08 | 7:00 | 26.7 | 56 | 6.2
1981-07-08 | 8:00 | 28.9 | 53 | 4.6
1981-07-08 | 9:00 | 30 | 50 | 6.2
1981-07-08 | 10:00 | 31.7 | 44 | 7.2
1981-07-08 | 11:00 | 32.2 | 42 | 6.7
1981-07-08 | 12:00 | 34.4 | 36 | 8.2
1981-07-08 | 13:00 | 35.6 | 32 | 8.8
1981-07-08 | 14:00 | 36.1 | 30 | 9.3
1981-07-08 | 15:00 | 36.1 | 31 | 9.8
1981-07-08 | 16:00 | 35.6 | 30 | 9.8
1981-07-08 | 17:00 | 35 | 34 | 9.3
1981-07-08 | 18:00 | 35 | 34 | 6.7
1981-07-08 | 19:00 | 33.3 | 36 | 7.2
1981-07-08 | 20:00 | 32.2 | 33 | 6.7
1981-07-08 | 21:00 | 30.6 | 37 | 7.2
1981-07-08 | 22:00 | 29.4 | 45 | 6.2
1981-07-08 | 23:00 | 29.4 | 48 | 6.2
1981-07-08 | 24:00 | 29.4 | 49 | 6.2
1981-07-09 | 1:00 | 27.8 | 55 | 6.2
1981-07-09 | 2:00 | 27.8 | 56 | 5.2
1981-07-09 | 3:00 | 27.2 | 58 | 4.6
1981-07-09 | 4:00 | 26.7 | 62 | 5.7
1981-07-09 | 5:00 | 26.1 | 65 | 5.2
1981-07-09 | 6:00 | 26.7 | 62 | 5.2
1981-07-09 | 7:00 | 28.3 | 57 | 4.1
1981-07-09 | 8:00 | 27.8 | 61 | 2.6
1981-07-09 | 9:00 | 31.1 | 52 | 4.6
1981-07-09 | 10:00 | 32.2 | 48 | 5.2
1981-07-09 | 11:00 | 33.9 | 43 | 5.2
1981-07-09 | 12:00 | 34.4 | 38 | 6.2
1981-07-09 | 13:00 | 36.1 | 35 | 6.7
1981-07-09 | 14:00 | 36.7 | 35 | 7.7
1981-07-09 | 15:00 | 37.2 | 34 | 6.7
1981-07-09 | 16:00 | 36.1 | 38 | 6.7
1981-07-09 | 17:00 | 35.6 | 40 | 7.2
1981-07-09 | 18:00 | 34.4 | 43 | 6.2
1981-07-09 | 19:00 | 33.9 | 44 | 6.7
1981-07-09 | 20:00 | 32.8 | 49 | 5.7
1981-07-09 | 21:00 | 31.1 | 48 | 10.3
1981-07-09 | 22:00 | 25 | 76 | 3.1
1981-07-09 | 23:00 | 25 | 76 | 4.1
1981-07-09 | 24:00 | 26.7 | 65 | 4.6
1981-07-10 | 1:00 | 26.7 | 65 | 4.1
1981-07-10 | 2:00 | 26.7 | 67 | 5.2
1981-07-10 | 3:00 | 26.1 | 72 | 6.7
1981-07-10 | 4:00 | 24.4 | 79 | 5.7
1981-07-10 | 5:00 | 24.4 | 79 | 6.7
1981-07-10 | 6:00 | 25 | 71 | 5.7
1981-07-10 | 7:00 | 26.1 | 65 | 5.7
1981-07-10 | 8:00 | 26.7 | 52 | 4.1
1981-07-10 | 9:00 | 28.3 | 46 | 4.1
1981-07-10 | 10:00 | 28.9 | 43 | 3.6
1981-07-10 | 11:00 | 27.2 | 51 | 3.6
1981-07-10 | 12:00 | 28.3 | 46 | 5.7
1981-07-10 | 13:00 | 31.1 | 33 | 6.2
1981-07-10 | 14:00 | 31.1 | 31 | 6.7
1981-07-10 | 15:00 | 31.1 | 28 | 5.7
1981-07-10 | 16:00 | 31.1 | 28 | 5.7
1981-07-10 | 17:00 | 31.1 | 34 | 5.2
1981-07-10 | 18:00 | 30.6 | 35 | 5.7
1981-07-10 | 19:00 | 29.4 | 37 | 4.6
1981-07-10 | 20:00 | 28.9 | 38 | 4.1
1981-07-10 | 21:00 | 28.3 | 40 | 3.1
1981-07-10 | 22:00 | 24.4 | 64 | 5.2
1981-07-10 | 23:00 | 23.9 | 66 | 3.6
1981-07-10 | 24:00 | 23.9 | 62 | 4.1
1981-07-11 | 1:00 | 24.4 | 58 | 4.1
1981-07-11 | 2:00 | 23.3 | 62 | 5.7
1981-07-11 | 3:00 | 23.3 | 62 | 6.2
1981-07-11 | 4:00 | 22.8 | 62 | 4.6
1981-07-11 | 5:00 | 22.8 | 59 | 5.2
1981-07-11 | 6:00 | 23.9 | 56 | 6.2
1981-07-11 | 7:00 | 26.1 | 47 | 6.7
1981-07-11 | 8:00 | 27.8 | 44 | 5.7
1981-07-11 | 9:00 | 28.9 | 40 | 5.7
1981-07-11 | 10:00 | 31.1 | 35 | 4.6
1981-07-11 | 11:00 | 31.7 | 32 | 6.7
1981-07-11 | 12:00 | 32.2 | 25 | 8.2
1981-07-11 | 13:00 | 33.3 | 23 | 7.7
1981-07-11 | 14:00 | 33.3 | 24 | 6.7
1981-07-11 | 15:00 | 32.8 | 26 | 6.2
1981-07-11 | 16:00 | 33.3 | 26 | 5.7
1981-07-11 | 17:00 | 32.2 | 25 | 5.2
1981-07-11 | 18:00 | 31.1 | 29 | 5.2
1981-07-11 | 19:00 | 30.6 | 31 | 3.6
1981-07-11 | 20:00 | 29.4 | 35 | 2.6
1981-07-11 | 21:00 | 27.8 | 44 | 3.6
1981-07-11 | 22:00 | 27.2 | 42 | 6.2
1981-07-11 | 23:00 | 26.1 | 44 | 6.7
1981-07-11 | 24:00 | 25.6 | 47 | 4.6
1981-07-12 | 1:00 | 25 | 50 | 5.2
1981-07-12 | 2:00 | 24.4 | 52 | 4.6
1981-07-12 | 3:00 | 24.4 | 48 | 6.2
1981-07-12 | 4:00 | 22.2 | 57 | 4.1
1981-07-12 | 5:00 | 21.7 | 59 | 3.1
1981-07-12 | 6:00 | 21.7 | 59 | 2.6
1981-07-12 | 7:00 | 22.8 | 55 | 2.1
1981-07-12 | 8:00 | 24.4 | 43 | 1.5
1981-07-12 | 9:00 | 24.4 | 47 | 3.1
1981-07-12 | 10:00 | 26.7 | 38 | 3.6
1981-07-12 | 11:00 | 27.8 | 33 | 4.6
1981-07-12 | 12:00 | 28.3 | 30 | 4.6
1981-07-12 | 13:00 | 29.4 | 31 | 5.2
1981-07-12 | 14:00 | 28.9 | 32 | 6.7
1981-07-12 | 15:00 | 28.9 | 32 | 6.2
1981-07-12 | 16:00 | 26.1 | 50 | 5.2
1981-07-12 | 17:00 | 28.9 | 41 | 8.8
1981-07-12 | 18:00 | 27.8 | 43 | 6.7
1981-07-12 | 19:00 | 25.6 | 49 | 5.2
1981-07-12 | 20:00 | 25 | 52 | 6.2
1981-07-12 | 21:00 | 23.9 | 62 | 5.2
1981-07-12 | 22:00 | 24.4 | 62 | 5.7
1981-07-12 | 23:00 | 24.4 | 62 | 5.7
1981-07-12 | 24:00 | 23.9 | 66 | 6.2
1981-07-13 | 1:00 | 23.9 | 66 | 6.2
1981-07-13 | 2:00 | 23.9 | 69 | 4.6
1981-07-13 | 3:00 | 22.8 | 79 | 2.6
1981-07-13 | 4:00 | 21.7 | 84 | 5.2
1981-07-13 | 5:00 | 21.7 | 84 | 4.1
1981-07-13 | 6:00 | 22.2 | 84 | 2.1
1981-07-13 | 7:00 | 22.2 | 84 | 3.1
1981-07-13 | 8:00 | 22.2 | 84 | 4.1
1981-07-13 | 9:00 | 25.6 | 74 | 3.6
1981-07-13 | 10:00 | 28.9 | 55 | 5.2
1981-07-13 | 11:00 | 30 | 50 | 6.2
1981-07-13 | 12:00 | 29.4 | 48 | 7.2
1981-07-13 | 13:00 | 28.3 | 55 | 5.7
1981-07-13 | 14:00 | 27.2 | 60 | 6.7
1981-07-13 | 15:00 | 26.7 | 58 | 5.7
1981-07-13 | 16:00 | 22.2 | 76 | 4.1
1981-07-13 | 17:00 | 22.2 | 76 | 3.1
1981-07-13 | 18:00 | 21.7 | 81 | 3.1
1981-07-13 | 19:00 | 21.7 | 81 | 2.1
1981-07-13 | 20:00 | 19.4 | 84 | 1.5
1981-07-13 | 21:00 | 19.4 | 90 | 4.6
1981-07-13 | 22:00 | 20 | 87 | 6.2
1981-07-13 | 23:00 | 20.6 | 84 | 5.7
1981-07-13 | 24:00 | 20.6 | 81 | 4.1
1981-07-14 | 1:00 | 20.6 | 79 | 3.6
1981-07-14 | 2:00 | 20.6 | 79 | 4.1
1981-07-14 | 3:00 | 19.4 | 84 | 2.6
1981-07-14 | 4:00 | 20.6 | 79 | 3.1
1981-07-14 | 5:00 | 20.6 | 79 | 4.6
1981-07-14 | 6:00 | 21.1 | 76 | 4.6
1981-07-14 | 7:00 | 22.8 | 71 | 6.2
1981-07-14 | 8:00 | 23.9 | 66 | 6.7
1981-07-14 | 9:00 | 23.9 | 64 | 6.2
1981-07-14 | 10:00 | 24.4 | 56 | 7.2
1981-07-14 | 11:00 | 25.6 | 44 | 6.7
1981-07-14 | 12:00 | 23.9 | 52 | 7.7
1981-07-14 | 13:00 | 25.6 | 45 | 8.2
1981-07-14 | 14:00 | 25.6 | 45 | 8.8
1981-07-14 | 15:00 | 24.4 | 50 | 8.2
1981-07-14 | 16:00 | 25 | 48 | 9.3
1981-07-14 | 17:00 | 23.9 | 54 | 7.7
1981-07-14 | 18:00 | 23.9 | 52 | 8.2
1981-07-14 | 19:00 | 22.8 | 55 | 7.7
1981-07-14 | 20:00 | 21.1 | 66 | 5.7
1981-07-14 | 21:00 | 20.6 | 68 | 5.2
1981-07-14 | 22:00 | 20.6 | 68 | 6.2
1981-07-14 | 23:00 | 20 | 71 | 6.2
1981-07-14 | 24:00 | 19.4 | 73 | 4.1
1981-07-15 | 1:00 | 18.9 | 76 | 5.2
1981-07-15 | 2:00 | 17.8 | 81 | 5.7
1981-07-15 | 3:00 | 17.8 | 78 | 6.2
1981-07-15 | 4:00 | 17.8 | 75 | 5.2
1981-07-15 | 5:00 | 17.2 | 78 | 5.7
1981-07-15 | 6:00 | 18.3 | 70 | 6.2
1981-07-15 | 7:00 | 20 | 66 | 6.2
1981-07-15 | 8:00 | 21.1 | 59 | 6.7
1981-07-15 | 9:00 | 23.3 | 50 | 6.7
1981-07-15 | 10:00 | 25 | 43 | 6.2
1981-07-15 | 11:00 | 26.7 | 39 | 6.7
1981-07-15 | 12:00 | 27.8 | 34 | 7.7
1981-07-15 | 13:00 | 29.4 | 29 | 8.2
1981-07-15 | 14:00 | 27.8 | 32 | 8.2
1981-07-15 | 15:00 | 28.9 | 31 | 6.7
1981-07-15 | 16:00 | 28.3 | 33 | 7.7
1981-07-15 | 17:00 | 28.9 | 32 | 6.7
1981-07-15 | 18:00 | 27.8 | 35 | 6.7
1981-07-15 | 19:00 | 27.2 | 38 | 6.7
1981-07-15 | 20:00 | 25.6 | 39 | 5.2
1981-07-15 | 21:00 | 24.4 | 42 | 3.1
1981-07-15 | 22:00 | 23.9 | 45 | 3.6
1981-07-15 | 23:00 | 23.3 | 48 | 4.1
1981-07-15 | 24:00 | 22.2 | 53 | 5.2
1981-07-16 | 1:00 | 21.7 | 53 | 4.1
1981-07-16 | 2:00 | 21.1 | 57 | 4.1
1981-07-16 | 3:00 | 20.6 | 59 | 5.2
1981-07-16 | 4:00 | 20 | 61 | 4.1
1981-07-16 | 5:00 | 19.4 | 61 | 6.2
1981-07-16 | 6:00 | 20 | 59 | 6.7
1981-07-16 | 7:00 | 22.8 | 50 | 5.2
1981-07-16 | 8:00 | 24.4 | 43 | 5.7
1981-07-16 | 9:00 | 26.1 | 41 | 5.2
1981-07-16 | 10:00 | 27.8 | 32 | 5.7
1981-07-16 | 11:00 | 28.3 | 30 | 6.2
1981-07-16 | 12:00 | 29.4 | 28 | 4.6
1981-07-16 | 13:00 | 29.4 | 25 | 6.2
1981-07-16 | 14:00 | 30 | 25 | 3.6
1981-07-16 | 15:00 | 29.4 | 26 | 6.7
1981-07-16 | 16:00 | 30.6 | 25 | 5.2
1981-07-16 | 17:00 | 26.7 | 44 | 6.7
1981-07-16 | 18:00 | 25.6 | 47 | 5.2
1981-07-16 | 19:00 | 23.9 | 54 | 4.1
1981-07-16 | 20:00 | 23.3 | 54 | 4.1
1981-07-16 | 21:00 | 23.3 | 52 | 3.6
1981-07-16 | 22:00 | 22.8 | 53 | 3.1
1981-07-16 | 23:00 | 22.2 | 59 | 3.1
1981-07-16 | 24:00 | 21.7 | 61 | 2.6
1981-07-17 | 1:00 | 22.2 | 57 | 2.6
1981-07-17 | 2:00 | 21.7 | 57 | 3.6
1981-07-17 | 3:00 | 22.2 | 53 | 4.1
1981-07-17 | 4:00 | 21.1 | 59 | 2.6
1981-07-17 | 5:00 | 20.6 | 61 | 3.6
1981-07-17 | 6:00 | 22.2 | 57 | 3.6
1981-07-17 | 7:00 | 23.3 | 55 | 2.6
1981-07-17 | 8:00 | 25.6 | 49 | 2.6
1981-07-17 | 9:00 | 26.1 | 50 | 3.6
1981-07-17 | 10:00 | 27.2 | 47 | 4.1
1981-07-17 | 11:00 | 26.1 | 47 | 6.2
1981-07-17 | 12:00 | 26.1 | 54 | 6.2
1981-07-17 | 13:00 | 25.6 | 58 | 6.2
1981-07-17 | 14:00 | 23.9 | 60 | 5.2
1981-07-17 | 15:00 | 25.6 | 60 | 5.2
1981-07-17 | 16:00 | 25 | 52 | 4.6
1981-07-17 | 17:00 | 23.9 | 60 | 5.2
1981-07-17 | 18:00 | 23.9 | 69 | 5.2
1981-07-17 | 19:00 | 23.3 | 74 | 3.1
1981-07-17 | 20:00 | 24.4 | 60 | 4.6
1981-07-17 | 21:00 | 23.9 | 60 | 4.1
1981-07-17 | 22:00 | 22.8 | 69 | 4.6
1981-07-17 | 23:00 | 22.2 | 73 | 3.6
1981-07-17 | 24:00 | 21.7 | 73 | 4.1
1981-07-18 | 1:00 | 20.6 | 84 | 4.1
1981-07-18 | 2:00 | 20.6 | 81 | 4.1
1981-07-18 | 3:00 | 20.6 | 84 | 4.1
1981-07-18 | 4:00 | 20 | 87 | 4.6
1981-07-18 | 5:00 | 20 | 87 | 4.6
1981-07-18 | 6:00 | 21.1 | 84 | 3.6
1981-07-18 | 7:00 | 22.2 | 79 | 5.7
1981-07-18 | 8:00 | 24.4 | 69 | 3.6
1981-07-18 | 9:00 | 26.1 | 62 | 3.1
1981-07-18 | 10:00 | 27.2 | 58 | 3.1
1981-07-18 | 11:00 | 28.3 | 53 | 5.2
1981-07-18 | 12:00 | 27.2 | 60 | 6.7
1981-07-18 | 13:00 | 27.2 | 60 | 7.7
1981-07-18 | 14:00 | 27.2 | 60 | 5.7
1981-07-18 | 15:00 | 27.2 | 60 | 4.6
1981-07-18 | 16:00 | 25.6 | 64 | 7.7
1981-07-18 | 17:00 | 23.9 | 66 | 9.3
1981-07-18 | 18:00 | 23.9 | 66 | 6.2
1981-07-18 | 19:00 | 23.3 | 69 | 3.6
1981-07-18 | 20:00 | 21.1 | 79 | 4.6
1981-07-18 | 21:00 | 20.6 | 90 | 6.7
1981-07-18 | 22:00 | 20 | 90 | 8.8
1981-07-18 | 23:00 | 20.6 | 90 | 5.2
1981-07-18 | 24:00 | 20 | 90 | 4.1
1981-07-19 | 1:00 | 20 | 90 | 3.6
1981-07-19 | 2:00 | 19.4 | 87 | 4.1
1981-07-19 | 3:00 | 18.9 | 90 | 2.1
1981-07-19 | 4:00 | 18.3 | 93 | 2.1
1981-07-19 | 5:00 | 18.9 | 90 | 1.5
1981-07-19 | 6:00 | 19.4 | 90 | 2.1
1981-07-19 | 7:00 | 20.6 | 84 | 2.1
1981-07-19 | 8:00 | 22.8 | 74 | 1.5
1981-07-19 | 9:00 | 23.9 | 71 | 3.6
1981-07-19 | 10:00 | 23.3 | 74 | 4.1
1981-07-19 | 11:00 | 23.3 | 76 | 6.2
1981-07-19 | 12:00 | 25 | 64 | 7.2
1981-07-19 | 13:00 | 25.6 | 64 | 6.2
1981-07-19 | 14:00 | 23.9 | 74 | 7.2
1981-07-19 | 15:00 | 23.9 | 71 | 6.2
1981-07-19 | 16:00 | 23.9 | 71 | 6.2
1981-07-19 | 17:00 | 23.3 | 71 | 5.2
1981-07-19 | 18:00 | 22.2 | 79 | 5.7
1981-07-19 | 19:00 | 21.1 | 84 | 6.2
1981-07-19 | 20:00 | 20.6 | 87 | 4.6
1981-07-19 | 21:00 | 20.6 | 87 | 4.1
1981-07-19 | 22:00 | 20.6 | 87 | 4.1
1981-07-19 | 23:00 | 20.6 | 87 | 3.6
1981-07-19 | 24:00 | 20.6 | 87 | 3.6
1981-07-20 | 1:00 | 20.6 | 90 | 3.1
1981-07-20 | 2:00 | 20.6 | 90 | 3.6
1981-07-20 | 3:00 | 20.6 | 90 | 2.1
1981-07-20 | 4:00 | 20.6 | 97 | 5.2
1981-07-20 | 5:00 | 21.1 | 93 | 3.6
1981-07-20 | 6:00 | 21.7 | 93 | 4.6
1981-07-20 | 7:00 | 22.2 | 93 | 3.1
1981-07-20 | 8:00 | 23.3 | 87 | 4.6
1981-07-20 | 9:00 | 23.3 | 87 | 5.2
1981-07-20 | 10:00 | 23.3 | 87 | 4.1
1981-07-20 | 11:00 | 25 | 82 | 5.2
1981-07-20 | 12:00 | 24.4 | 82 | 3.6
1981-07-20 | 13:00 | 24.4 | 87 | 5.2
1981-07-20 | 14:00 | 23.9 | 90 | 5.7
1981-07-20 | 15:00 | 23.9 | 82 | 6.7
1981-07-20 | 16:00 | 22.2 | 87 | 5.2
1981-07-20 | 17:00 | 21.7 | 90 | 4.6
1981-07-20 | 18:00 | 21.7 | 90 | 5.2
1981-07-20 | 19:00 | 20.6 | 84 | 5.7
1981-07-20 | 20:00 | 20.6 | 93 | 5.2
1981-07-20 | 21:00 | 21.7 | 90 | 5.2
1981-07-20 | 22:00 | 22.2 | 90 | 6.2
1981-07-20 | 23:00 | 22.8 | 90 | 7.7
1981-07-20 | 24:00 | 23.3 | 87 | 7.2
1981-07-21 | 1:00 | 23.3 | 87 | 7.7
1981-07-21 | 2:00 | 23.9 | 85 | 8.8
1981-07-21 | 3:00 | 23.9 | 87 | 7.2
1981-07-21 | 4:00 | 23.3 | 90 | 7.2
1981-07-21 | 5:00 | 23.3 | 90 | 7.7
1981-07-21 | 6:00 | 23.3 | 94 | 8.2
1981-07-21 | 7:00 | 25 | 88 | 4.6
1981-07-21 | 8:00 | 25.6 | 85 | 6.7
1981-07-21 | 9:00 | 27.2 | 74 | 7.7
1981-07-21 | 10:00 | 28.9 | 67 | 7.7
1981-07-21 | 11:00 | 28.9 | 67 | 8.2
1981-07-21 | 12:00 | 29.4 | 65 | 7.2
1981-07-21 | 13:00 | 30 | 63 | 7.7
1981-07-21 | 14:00 | 32.2 | 56 | 7.7
1981-07-21 | 15:00 | 32.8 | 52 | 8.8
1981-07-21 | 16:00 | 25 | 74 | 7.7
1981-07-21 | 17:00 | 24.4 | 87 | 5.2
1981-07-21 | 18:00 | 24.4 | 87 | 4.6
1981-07-21 | 19:00 | 25.6 | 85 | 5.2
1981-07-21 | 20:00 | 25.6 | 82 | 4.6
1981-07-21 | 21:00 | 25 | 85 | 4.1
1981-07-21 | 22:00 | 24.4 | 87 | 5.2
1981-07-21 | 23:00 | 23.9 | 87 | 4.1
1981-07-21 | 24:00 | 23.9 | 85 | 5.2
1981-07-22 | 1:00 | 23.3 | 87 | 4.1
1981-07-22 | 2:00 | 22.8 | 79 | 3.6
1981-07-22 | 3:00 | 22.8 | 79 | 4.1
1981-07-22 | 4:00 | 22.2 | 79 | 4.1
1981-07-22 | 5:00 | 21.1 | 81 | 5.2
1981-07-22 | 6:00 | 21.1 | 81 | 6.2
1981-07-22 | 7:00 | 21.7 | 76 | 6.2
1981-07-22 | 8:00 | 21.7 | 76 | 7.2
1981-07-22 | 9:00 | 22.2 | 73 | 4.1
1981-07-22 | 10:00 | 23.3 | 69 | 4.1
1981-07-22 | 11:00 | 24.4 | 66 | 2.1
1981-07-22 | 12:00 | 23.9 | 69 | 4.1
1981-07-22 | 13:00 | 24.4 | 69 | 4.6
1981-07-22 | 14:00 | 23.3 | 69 | 4.6
1981-07-22 | 15:00 | 24.4 | 66 | 5.2
1981-07-22 | 16:00 | 23.9 | 69 | 5.2
1981-07-22 | 17:00 | 22.8 | 71 | 4.1
1981-07-22 | 18:00 | 22.2 | 71 | 1.5
1981-07-22 | 19:00 | 21.7 | 71 | 3.1
1981-07-22 | 20:00 | 21.7 | 73 | 2.1
1981-07-22 | 21:00 | 23.3 | 54 | 4.6
1981-07-22 | 22:00 | 21.7 | 55 | 4.1
1981-07-22 | 23:00 | 20.6 | 55 | 5.2
1981-07-22 | 24:00 | 20 | 53 | 5.2
1981-07-23 | 1:00 | 18.9 | 57 | 4.1
1981-07-23 | 2:00 | 18.3 | 61 | 3.6
1981-07-23 | 3:00 | 17.8 | 63 | 4.1
1981-07-23 | 4:00 | 17.2 | 63 | 4.1
1981-07-23 | 5:00 | 16.7 | 67 | 4.1
1981-07-23 | 6:00 | 17.8 | 61 | 5.2
1981-07-23 | 7:00 | 20 | 55 | 3.6
1981-07-23 | 8:00 | 21.7 | 51 | 4.1
1981-07-23 | 9:00 | 25.6 | 40 | 4.1
1981-07-23 | 10:00 | 25 | 32 | 6.7
1981-07-23 | 11:00 | 25.6 | 35 | 4.1
1981-07-23 | 12:00 | 25 | 37 | 5.7
1981-07-23 | 13:00 | 23.9 | 46 | 5.7
1981-07-23 | 14:00 | 24.4 | 40 | 6.2
1981-07-23 | 15:00 | 24.4 | 42 | 6.2
1981-07-23 | 16:00 | 23.9 | 43 | 5.7
1981-07-23 | 17:00 | 22.2 | 53 | 5.2
1981-07-23 | 18:00 | 21.1 | 55 | 5.2
1981-07-23 | 19:00 | 21.7 | 53 | 4.6
1981-07-23 | 20:00 | 20.6 | 63 | 3.6
1981-07-23 | 21:00 | 20.6 | 55 | 2.6
1981-07-23 | 22:00 | 20.6 | 51 | 2.6
1981-07-23 | 23:00 | 19.4 | 66 | 1
1981-07-23 | 24:00 | 19.4 | 66 | 1
1981-07-24 | 1:00 | 19.4 | 59 | 4.1
1981-07-24 | 2:00 | 18.9 | 61 | 4.1
1981-07-24 | 3:00 | 18.3 | 63 | 4.6
1981-07-24 | 4:00 | 17.8 | 63 | 3.6
1981-07-24 | 5:00 | 17.2 | 63 | 3.6
1981-07-24 | 6:00 | 17.8 | 58 | 4.1
1981-07-24 | 7:00 | 18.9 | 57 | 5.2
1981-07-24 | 8:00 | 20.6 | 47 | 5.2
1981-07-24 | 9:00 | 21.7 | 44 | 5.7
1981-07-24 | 10:00 | 21.7 | 44 | 5.2
1981-07-24 | 11:00 | 22.2 | 48 | 6.7
1981-07-24 | 12:00 | 22.8 | 51 | 5.2
1981-07-24 | 13:00 | 21.7 | 57 | 5.2
1981-07-24 | 14:00 | 22.8 | 44 | 5.2
1981-07-24 | 15:00 | 22.8 | 51 | 5.2
1981-07-24 | 16:00 | 22.2 | 53 | 5.7
1981-07-24 | 17:00 | 21.1 | 61 | 4.6
1981-07-24 | 18:00 | 20 | 71 | 4.1
1981-07-24 | 19:00 | 19.4 | 73 | 3.1
1981-07-24 | 20:00 | 18.9 | 73 | 3.1
1981-07-24 | 21:00 | 18.9 | 76 | 3.1
1981-07-24 | 22:00 | 18.3 | 78 | 2.6
1981-07-24 | 23:00 | 18.3 | 73 | 1
1981-07-24 | 24:00 | 17.8 | 84 | 2.1
1981-07-25 | 1:00 | 17.8 | 78 | 2.1
1981-07-25 | 2:00 | 17.8 | 84 | 1.5
1981-07-25 | 3:00 | 18.3 | 81 | 1.5
1981-07-25 | 4:00 | 17.8 | 87 | 1.5
1981-07-25 | 5:00 | 17.2 | 90 | 2.1
1981-07-25 | 6:00 | 17.8 | 90 | 2.1
1981-07-25 | 7:00 | 18.9 | 81 | 1.5
1981-07-25 | 8:00 | 20 | 78 | 3.6
1981-07-25 | 9:00 | 21.7 | 73 | 3.6
1981-07-25 | 10:00 | 22.8 | 69 | 5.2
1981-07-25 | 11:00 | 23.3 | 66 | 5.2
1981-07-25 | 12:00 | 23.9 | 62 | 7.7
1981-07-25 | 13:00 | 23.3 | 66 | 7.7
1981-07-25 | 14:00 | 24.4 | 60 | 9.3
1981-07-25 | 15:00 | 22.2 | 71 | 6.7
1981-07-25 | 16:00 | 25.6 | 50 | 7.2
1981-07-25 | 17:00 | 25.6 | 47 | 7.7
1981-07-25 | 18:00 | 23.9 | 52 | 7.2
1981-07-25 | 19:00 | 23.3 | 50 | 5.2
1981-07-25 | 20:00 | 21.7 | 57 | 7.2
1981-07-25 | 21:00 | 20.6 | 71 | 6.2
1981-07-25 | 22:00 | 20 | 71 | 5.2
1981-07-25 | 23:00 | 20 | 71 | 5.2
1981-07-25 | 24:00 | 18.9 | 78 | 4.6
1981-07-26 | 1:00 | 18.9 | 76 | 3.6
1981-07-26 | 2:00 | 18.9 | 76 | 5.2
1981-07-26 | 3:00 | 18.9 | 76 | 5.2
1981-07-26 | 4:00 | 18.3 | 78 | 3.1
1981-07-26 | 5:00 | 18.3 | 81 | 3.1
1981-07-26 | 6:00 | 18.9 | 78 | 2.6
1981-07-26 | 7:00 | 20 | 71 | 3.1
1981-07-26 | 8:00 | 22.8 | 64 | 4.6
1981-07-26 | 9:00 | 23.9 | 62 | 3.6
1981-07-26 | 10:00 | 24.4 | 62 | 4.6
1981-07-26 | 11:00 | 25.6 | 58 | 4.1
1981-07-26 | 12:00 | 25 | 58 | 5.7
1981-07-26 | 13:00 | 26.1 | 54 | 6.7
1981-07-26 | 14:00 | 27.8 | 44 | 6.2
1981-07-26 | 15:00 | 28.3 | 43 | 7.7
1981-07-26 | 16:00 | 26.7 | 54 | 6.7
1981-07-26 | 17:00 | 25.6 | 50 | 6.7
1981-07-26 | 18:00 | 24.4 | 54 | 6.2
1981-07-26 | 19:00 | 23.9 | 60 | 6.7
1981-07-26 | 20:00 | 22.8 | 64 | 6.2
1981-07-26 | 21:00 | 21.7 | 73 | 4.6
1981-07-26 | 22:00 | 21.7 | 79 | 4.6
1981-07-26 | 23:00 | 21.7 | 84 | 5.2
1981-07-26 | 24:00 | 21.7 | 84 | 6.2
1981-07-27 | 1:00 | 21.7 | 90 | 6.7
1981-07-27 | 2:00 | 22.2 | 90 | 6.2
1981-07-27 | 3:00 | 22.2 | 93 | 6.2
1981-07-27 | 4:00 | 23.3 | 90 | 6.2
1981-07-27 | 5:00 | 23.3 | 90 | 5.7
1981-07-27 | 6:00 | 23.9 | 90 | 5.2
1981-07-27 | 7:00 | 25.6 | 82 | 5.7
1981-07-27 | 8:00 | 26.1 | 69 | 6.7
1981-07-27 | 9:00 | 27.8 | 61 | 8.2
1981-07-27 | 10:00 | 28.3 | 57 | 7.7
1981-07-27 | 11:00 | 29.4 | 51 | 7.2
1981-07-27 | 12:00 | 30 | 46 | 7.7
1981-07-27 | 13:00 | 29.4 | 37 | 8.2
1981-07-27 | 14:00 | 28.9 | 37 | 8.8
1981-07-27 | 15:00 | 28.3 | 36 | 6.7
1981-07-27 | 16:00 | 28.3 | 33 | 8.8
1981-07-27 | 17:00 | 27.2 | 32 | 7.7
1981-07-27 | 18:00 | 25.6 | 35 | 7.7
1981-07-27 | 19:00 | 25 | 37 | 5.2
1981-07-27 | 20:00 | 23.9 | 40 | 7.2
1981-07-27 | 21:00 | 23.3 | 41 | 5.7
1981-07-27 | 22:00 | 21.7 | 46 | 5.2
1981-07-27 | 23:00 | 20.6 | 51 | 5.2
1981-07-27 | 24:00 | 20 | 53 | 5.2
1981-07-28 | 1:00 | 18.9 | 57 | 5.2
1981-07-28 | 2:00 | 18.3 | 59 | 4.1
1981-07-28 | 3:00 | 17.8 | 61 | 3.6
1981-07-28 | 4:00 | 17.2 | 65 | 4.1
1981-07-28 | 5:00 | 16.7 | 67 | 3.1
1981-07-28 | 6:00 | 17.8 | 63 | 3.1
1981-07-28 | 7:00 | 20 | 53 | 2.6
1981-07-28 | 8:00 | 20.6 | 53 | 1.5
1981-07-28 | 9:00 | 20.6 | 55 | 3.1
1981-07-28 | 10:00 | 22.2 | 50 | 3.6
1981-07-28 | 11:00 | 22.8 | 48 | 5.2
1981-07-28 | 12:00 | 22.8 | 55 | 6.2
1981-07-28 | 13:00 | 22.8 | 51 | 7.2
1981-07-28 | 14:00 | 23.3 | 46 | 7.2
1981-07-28 | 15:00 | 22.8 | 51 | 8.8
1981-07-28 | 16:00 | 21.1 | 64 | 7.2
1981-07-28 | 17:00 | 21.1 | 61 | 5.2
1981-07-28 | 18:00 | 21.7 | 59 | 7.7
1981-07-28 | 19:00 | 21.1 | 59 | 6.7
1981-07-28 | 20:00 | 20.6 | 61 | 5.2
1981-07-28 | 21:00 | 20 | 66 | 6.7
1981-07-28 | 22:00 | 19.4 | 68 | 6.7
1981-07-28 | 23:00 | 18.9 | 73 | 7.2
1981-07-28 | 24:00 | 18.9 | 70 | 7.7
1981-07-29 | 1:00 | 18.9 | 76 | 5.2
1981-07-29 | 2:00 | 18.9 | 87 | 5.2
1981-07-29 | 3:00 | 18.9 | 93 | 5.7
1981-07-29 | 4:00 | 18.9 | 93 | 5.2
1981-07-29 | 5:00 | 20 | 93 | 5.7
1981-07-29 | 6:00 | 21.1 | 90 | 3.6
1981-07-29 | 7:00 | 21.7 | 93 | 3.6
1981-07-29 | 8:00 | 22.8 | 87 | 4.6
1981-07-29 | 9:00 | 22.2 | 84 | 5.2
1981-07-29 | 10:00 | 21.7 | 81 | 6.2
1981-07-29 | 11:00 | 23.3 | 74 | 5.2
1981-07-29 | 12:00 | 21.7 | 79 | 4.1
1981-07-29 | 13:00 | 20.6 | 79 | 5.7
1981-07-29 | 14:00 | 18.9 | 84 | 6.2
1981-07-29 | 15:00 | 16.7 | 93 | 5.2
1981-07-29 | 16:00 | 16.7 | 93 | 7.2
1981-07-29 | 17:00 | 15.6 | 97 | 5.2
1981-07-29 | 18:00 | 15.6 | 93 | 6.2
1981-07-29 | 19:00 | 15 | 93 | 4.1
1981-07-29 | 20:00 | 15 | 93 | 4.6
1981-07-29 | 21:00 | 14.4 | 96 | 4.1
1981-07-29 | 22:00 | 14.4 | 93 | 4.1
1981-07-29 | 23:00 | 15 | 90 | 3.6
1981-07-29 | 24:00 | 15 | 90 | 3.1
1981-07-30 | 1:00 | 15.6 | 87 | 4.1
1981-07-30 | 2:00 | 15.6 | 87 | 6.2
1981-07-30 | 3:00 | 15.6 | 87 | 5.2
1981-07-30 | 4:00 | 15.6 | 84 | 3.1
1981-07-30 | 5:00 | 15.6 | 84 | 5.2
1981-07-30 | 6:00 | 15.6 | 84 | 5.2
1981-07-30 | 7:00 | 16.7 | 81 | 5.2
1981-07-30 | 8:00 | 16.1 | 87 | 4.6
1981-07-30 | 9:00 | 18.3 | 75 | 5.2
1981-07-30 | 10:00 | 21.1 | 61 | 5.7
1981-07-30 | 11:00 | 21.7 | 59 | 5.2
1981-07-30 | 12:00 | 22.8 | 51 | 5.7
1981-07-30 | 13:00 | 24.4 | 48 | 5.7
1981-07-30 | 14:00 | 23.3 | 52 | 5.2
1981-07-30 | 15:00 | 22.8 | 59 | 3.1
1981-07-30 | 16:00 | 21.7 | 64 | 4.1
1981-07-30 | 17:00 | 21.7 | 61 | 3.6
1981-07-30 | 18:00 | 24.4 | 45 | 4.1
1981-07-30 | 19:00 | 23.9 | 46 | 3.6
1981-07-30 | 20:00 | 22.8 | 51 | 4.1
1981-07-30 | 21:00 | 21.7 | 59 | 3.1
1981-07-30 | 22:00 | 21.7 | 57 | 3.6
1981-07-30 | 23:00 | 21.1 | 61 | 4.1
1981-07-30 | 24:00 | 20.6 | 63 | 4.6
1981-07-31 | 1:00 | 19.4 | 68 | 3.6
1981-07-31 | 2:00 | 18.9 | 70 | 4.6
1981-07-31 | 3:00 | 18.3 | 73 | 3.6
1981-07-31 | 4:00 | 17.8 | 75 | 3.6
1981-07-31 | 5:00 | 17.2 | 75 | 4.1
1981-07-31 | 6:00 | 18.9 | 68 | 3.6
1981-07-31 | 7:00 | 20.6 | 61 | 4.6
1981-07-31 | 8:00 | 23.3 | 52 | 3.6
1981-07-31 | 9:00 | 25.6 | 45 | 4.1
1981-07-31 | 10:00 | 26.7 | 42 | 2.6
1981-07-31 | 11:00 | 27.2 | 42 | 4.1
1981-07-31 | 12:00 | 26.7 | 45 | 4.1
1981-07-31 | 13:00 | 27.8 | 40 | 4.1
1981-07-31 | 14:00 | 28.9 | 33 | 4.1
1981-07-31 | 15:00 | 28.3 | 34 | 4.6
1981-07-31 | 16:00 | 28.9 | 31 | 5.2
1981-07-31 | 17:00 | 27.8 | 37 | 4.1
1981-07-31 | 18:00 | 26.7 | 41 | 3.6
1981-07-31 | 19:00 | 25.6 | 44 | 4.1
1981-07-31 | 20:00 | 23.3 | 58 | 3.1
1981-07-31 | 21:00 | 23.3 | 60 | 4.1
1981-07-31 | 22:00 | 22.4 | 68 | 4
1981-07-31 | 23:00 | 21.6 | 66 | 3.8
1981-07-31 | 24:00 | 20.7 | 64 | 3.7
1989-08-01 | 1:00 | 19.8 | 99 | 3.5
1989-08-01 | 2:00 | 18.9 | 100 | 3.4
1989-08-01 | 3:00 | 18.1 | 100 | 3.2
1989-08-01 | 4:00 | 17.2 | 100 | 3.1
1989-08-01 | 5:00 | 17.2 | 100 | 3.6
1989-08-01 | 6:00 | 17.8 | 97 | 5.2
1989-08-01 | 7:00 | 17.8 | 93 | 3.6
1989-08-01 | 8:00 | 18.3 | 90 | 5.2
1989-08-01 | 9:00 | 20 | 78 | 5.2
1989-08-01 | 10:00 | 21.1 | 76 | 5.7
1989-08-01 | 11:00 | 21.7 | 73 | 5.7
1989-08-01 | 12:00 | 21.7 | 76 | 6.2
1989-08-01 | 13:00 | 21.1 | 79 | 7.2
1989-08-01 | 14:00 | 21.1 | 79 | 6.2
1989-08-01 | 15:00 | 20.6 | 79 | 6.7
1989-08-01 | 16:00 | 20.6 | 79 | 6.2
1989-08-01 | 17:00 | 19.4 | 84 | 5.2
1989-08-01 | 18:00 | 18.9 | 87 | 4.1
1989-08-01 | 19:00 | 18.3 | 90 | 4.1
1989-08-01 | 20:00 | 17.8 | 93 | 4.6
1989-08-01 | 21:00 | 17.2 | 97 | 3.6
1989-08-01 | 22:00 | 17.2 | 97 | 3.6
1989-08-01 | 23:00 | 17.2 | 93 | 3.6
1989-08-01 | 24:00 | 17.2 | 93 | 4.1
1989-08-02 | 1:00 | 17.2 | 93 | 1.5
1989-08-02 | 2:00 | 17.2 | 93 | 4.1
1989-08-02 | 3:00 | 17.2 | 93 | 3.6
1989-08-02 | 4:00 | 16.7 | 93 | 3.1
1989-08-02 | 5:00 | 16.7 | 90 | 2.6
1989-08-02 | 6:00 | 17.2 | 90 | 4.1
1989-08-02 | 7:00 | 18.9 | 84 | 3.6
1989-08-02 | 8:00 | 21.1 | 76 | 3.1
1989-08-02 | 9:00 | 22.8 | 69 | 3.6
1989-08-02 | 10:00 | 23.9 | 64 | 5.2
1989-08-02 | 11:00 | 24.4 | 64 | 5.2
1989-08-02 | 12:00 | 25.6 | 62 | 5.7
1989-08-02 | 13:00 | 24.4 | 69 | 5.7
1989-08-02 | 14:00 | 26.1 | 60 | 6.2
1989-08-02 | 15:00 | 25 | 64 | 6.2
1989-08-02 | 16:00 | 21.7 | 66 | 14.4
1989-08-02 | 17:00 | 21.1 | 71 | 7.2
1989-08-02 | 18:00 | 21.1 | 76 | 5.2
1989-08-02 | 19:00 | 20.6 | 81 | 5.7
1989-08-02 | 20:00 | 20.6 | 87 | 6.2
1989-08-02 | 21:00 | 20.6 | 87 | 6.2
1989-08-02 | 22:00 | 20.6 | 90 | 4.6
1989-08-02 | 23:00 | 20.6 | 90 | 4.6
1989-08-02 | 24:00 | 20 | 93 | 4.1
1989-08-03 | 1:00 | 20 | 90 | 4.1
1989-08-03 | 2:00 | 20 | 93 | 3.6
1989-08-03 | 3:00 | 20 | 93 | 3.1
1989-08-03 | 4:00 | 20.6 | 90 | 3.6
1989-08-03 | 5:00 | 20.6 | 90 | 4.1
1989-08-03 | 6:00 | 20.6 | 90 | 4.6
1989-08-03 | 7:00 | 22.8 | 76 | 4.1
1989-08-03 | 8:00 | 24.4 | 69 | 5.7
1989-08-03 | 9:00 | 26.7 | 60 | 5.2
1989-08-03 | 10:00 | 27.8 | 55 | 5.7
1989-08-03 | 11:00 | 27.8 | 55 | 5.2
1989-08-03 | 12:00 | 28.9 | 51 | 4.1
1989-08-03 | 13:00 | 27.2 | 56 | 6.7
1989-08-03 | 14:00 | 26.7 | 65 | 6.2
1989-08-03 | 15:00 | 24.4 | 71 | 6.2
1989-08-03 | 16:00 | 25 | 69 | 6.7
1989-08-03 | 17:00 | 23.3 | 76 | 6.7
1989-08-03 | 18:00 | 22.8 | 79 | 4.6
1989-08-03 | 19:00 | 22.8 | 79 | 4.6
1989-08-03 | 20:00 | 22.8 | 79 | 4.1
1989-08-03 | 21:00 | 22.8 | 82 | 3.1
1989-08-03 | 22:00 | 21.7 | 90 | 2.6
1989-08-03 | 23:00 | 21.7 | 90 | 4.1
1989-08-03 | 24:00 | 21.1 | 93 | 4.6
1989-08-04 | 1:00 | 21.7 | 90 | 3.6
1989-08-04 | 2:00 | 21.1 | 93 | 3.6
1989-08-04 | 3:00 | 21.7 | 87 | 4.1
1989-08-04 | 4:00 | 21.7 | 87 | 4.1
1989-08-04 | 5:00 | 22.2 | 84 | 5.2
1989-08-04 | 6:00 | 23.3 | 79 | 5.2
1989-08-04 | 7:00 | 24.4 | 79 | 7.2
1989-08-04 | 8:00 | 26.1 | 77 | 6.7
1989-08-04 | 9:00 | 27.8 | 72 | 6.7
1989-08-04 | 10:00 | 28.9 | 70 | 6.7
1989-08-04 | 11:00 | 30 | 63 | 7.2
1989-08-04 | 12:00 | 30 | 63 | 7.7
1989-08-04 | 13:00 | 31.1 | 63 | 7.2
1989-08-04 | 14:00 | 29.4 | 67 | 7.2
1989-08-04 | 15:00 | 28.9 | 70 | 7.2
1989-08-04 | 16:00 | 28.3 | 72 | 6.7
1989-08-04 | 17:00 | 28.3 | 72 | 6.7
1989-08-04 | 18:00 | 27.2 | 74 | 6.7
1989-08-04 | 19:00 | 26.7 | 74 | 6.2
1989-08-04 | 20:00 | 25.6 | 79 | 5.7
1989-08-04 | 21:00 | 25 | 82 | 6.2
1989-08-04 | 22:00 | 24.4 | 85 | 5.7
1989-08-04 | 23:00 | 23.9 | 87 | 6.7
1989-08-04 | 24:00 | 23.9 | 87 | 6.7
1989-08-05 | 1:00 | 23.3 | 90 | 5.7
1989-08-05 | 2:00 | 23.3 | 90 | 6.2
1989-08-05 | 3:00 | 23.3 | 90 | 6.2
1989-08-05 | 4:00 | 23.9 | 87 | 6.2
1989-08-05 | 5:00 | 23.9 | 87 | 7.2
1989-08-05 | 6:00 | 24.4 | 85 | 6.7
1989-08-05 | 7:00 | 24.4 | 85 | 6.7
1989-08-05 | 8:00 | 26.1 | 79 | 6.7
1989-08-05 | 9:00 | 26.7 | 79 | 7.2
1989-08-05 | 10:00 | 26.1 | 82 | 7.2
1989-08-05 | 11:00 | 27.8 | 74 | 7.7
1989-08-05 | 12:00 | 27.2 | 77 | 8.2
1989-08-05 | 13:00 | 26.7 | 77 | 7.7
1989-08-05 | 14:00 | 29.4 | 63 | 6.2
1989-08-05 | 15:00 | 31.7 | 54 | 6.7
1989-08-05 | 16:00 | 31.1 | 53 | 7.7
1989-08-05 | 17:00 | 31.7 | 52 | 6.7
1989-08-05 | 18:00 | 31.1 | 55 | 5.7
1989-08-05 | 19:00 | 27.8 | 67 | 5.7
1989-08-05 | 20:00 | 28.3 | 65 | 4.1
1989-08-05 | 21:00 | 26.1 | 77 | 4.6
1989-08-05 | 22:00 | 25.6 | 85 | 3.1
1989-08-05 | 23:00 | 25 | 85 | 4.1
1989-08-05 | 24:00 | 23.3 | 90 | 7.2
1989-08-06 | 1:00 | 22.8 | 94 | 5.7
1989-08-06 | 2:00 | 22.8 | 94 | 4.6
1989-08-06 | 3:00 | 23.3 | 90 | 4.1
1989-08-06 | 4:00 | 22.8 | 94 | 5.7
1989-08-06 | 5:00 | 22.8 | 94 | 5.2
1989-08-06 | 6:00 | 23.3 | 90 | 4.6
1989-08-06 | 7:00 | 23.9 | 87 | 5.7
1989-08-06 | 8:00 | 23.9 | 87 | 5.2
1989-08-06 | 9:00 | 24.4 | 85 | 7.7
1989-08-06 | 10:00 | 23.3 | 97 | 3.1
1989-08-06 | 11:00 | 24.4 | 91 | 4.1
1989-08-06 | 12:00 | 26.1 | 85 | 5.2
1989-08-06 | 13:00 | 29.4 | 70 | 6.7
1989-08-06 | 14:00 | 30.6 | 65 | 6.7
1989-08-06 | 15:00 | 31.1 | 63 | 6.2
1989-08-06 | 16:00 | 31.1 | 63 | 7.2
1989-08-06 | 17:00 | 28.9 | 72 | 6.7
1989-08-06 | 18:00 | 24.4 | 79 | 6.2
1989-08-06 | 19:00 | 25.6 | 74 | 2.6
1989-08-06 | 20:00 | 23.3 | 85 | 2.1
1989-08-06 | 21:00 | 25 | 88 | 5.7
1989-08-06 | 22:00 | 23.3 | 94 | 5.2
1989-08-06 | 23:00 | 23.3 | 94 | 3.6
1989-08-06 | 24:00 | 22.8 | 97 | 6.2
1989-08-07 | 1:00 | 22.8 | 94 | 6.2
1989-08-07 | 2:00 | 22.8 | 97 | 4.6
1989-08-07 | 3:00 | 23.3 | 94 | 4.1
1989-08-07 | 4:00 | 22.8 | 94 | 4.1
1989-08-07 | 5:00 | 22.8 | 94 | 4.1
1989-08-07 | 6:00 | 22.8 | 94 | 3.1
1989-08-07 | 7:00 | 23.9 | 87 | 3.6
1989-08-07 | 8:00 | 26.1 | 72 | 3.6
1989-08-07 | 9:00 | 27.2 | 60 | 3.1
1989-08-07 | 10:00 | 28.9 | 55 | 3.1
1989-08-07 | 11:00 | 28.3 | 59 | 4.1
1989-08-07 | 12:00 | 28.9 | 57 | 5.2
1989-08-07 | 13:00 | 27.8 | 61 | 5.2
1989-08-07 | 14:00 | 27.8 | 61 | 5.2
1989-08-07 | 15:00 | 26.1 | 67 | 5.2
1989-08-07 | 16:00 | 25 | 69 | 4.6
1989-08-07 | 17:00 | 23.9 | 74 | 3.6
1989-08-07 | 18:00 | 23.9 | 85 | 4.1
1989-08-07 | 19:00 | 22.8 | 87 | 4.1
1989-08-07 | 20:00 | 22.8 | 84 | 4.1
1989-08-07 | 21:00 | 21.7 | 87 | 5.2
1989-08-07 | 22:00 | 21.7 | 81 | 5.7
1989-08-07 | 23:00 | 19.4 | 90 | 7.2
1989-08-07 | 24:00 | 18.3 | 97 | 6.7
1989-08-08 | 1:00 | 18.3 | 97 | 6.2
1989-08-08 | 2:00 | 18.3 | 90 | 5.7
1989-08-08 | 3:00 | 17.8 | 87 | 5.7
1989-08-08 | 4:00 | 17.2 | 87 | 5.7
1989-08-08 | 5:00 | 16.7 | 87 | 6.7
1989-08-08 | 6:00 | 17.2 | 81 | 6.7
1989-08-08 | 7:00 | 17.8 | 73 | 7.7
1989-08-08 | 8:00 | 18.9 | 68 | 7.7
1989-08-08 | 9:00 | 20 | 63 | 7.7
1989-08-08 | 10:00 | 21.1 | 55 | 7.7
1989-08-08 | 11:00 | 22.2 | 44 | 7.7
1989-08-08 | 12:00 | 22.8 | 41 | 7.2
1989-08-08 | 13:00 | 22.8 | 43 | 7.7
1989-08-08 | 14:00 | 24.4 | 40 | 7.2
1989-08-08 | 15:00 | 23.3 | 40 | 7.2
1989-08-08 | 16:00 | 23.3 | 38 | 7.2
1989-08-08 | 17:00 | 22.8 | 38 | 6.7
1989-08-08 | 18:00 | 22.2 | 40 | 6.7
1989-08-08 | 19:00 | 21.1 | 42 | 6.2
1989-08-08 | 20:00 | 20.6 | 46 | 5.7
1989-08-08 | 21:00 | 19.4 | 53 | 5.2
1989-08-08 | 22:00 | 18.9 | 55 | 6.2
1989-08-08 | 23:00 | 17.8 | 61 | 4.6
1989-08-08 | 24:00 | 16.7 | 67 | 5.2
1989-08-09 | 1:00 | 16.1 | 70 | 5.2
1989-08-09 | 2:00 | 15.6 | 70 | 4.6
1989-08-09 | 3:00 | 15 | 72 | 4.1
1989-08-09 | 4:00 | 15 | 67 | 5.2
1989-08-09 | 5:00 | 15 | 67 | 5.7
1989-08-09 | 6:00 | 16.1 | 63 | 4.6
1989-08-09 | 7:00 | 17.8 | 56 | 4.6
1989-08-09 | 8:00 | 19.4 | 51 | 5.2
1989-08-09 | 9:00 | 20.6 | 47 | 5.2
1989-08-09 | 10:00 | 22.2 | 44 | 4.6
1989-08-09 | 11:00 | 22.8 | 40 | 5.2
1989-08-09 | 12:00 | 23.3 | 38 | 5.2
1989-08-09 | 13:00 | 22.8 | 41 | 4.1
1989-08-09 | 14:00 | 22.8 | 41 | 3.6
1989-08-09 | 15:00 | 22.8 | 46 | 3.1
1989-08-09 | 16:00 | 22.8 | 50 | 4.1
1989-08-09 | 17:00 | 21.7 | 57 | 5.2
1989-08-09 | 18:00 | 20 | 71 | 4.1
1989-08-09 | 19:00 | 18.3 | 78 | 3.6
1989-08-09 | 20:00 | 18.9 | 73 | 2.6
1989-08-09 | 21:00 | 18.3 | 70 | 4.6
1989-08-09 | 22:00 | 18.3 | 68 | 5.2
1989-08-09 | 23:00 | 18.3 | 65 | 5.2
1989-08-09 | 24:00 | 17.8 | 70 | 5.2
1989-08-10 | 1:00 | 17.2 | 73 | 4.1
1989-08-10 | 2:00 | 16.1 | 81 | 3.6
1989-08-10 | 3:00 | 15.6 | 84 | 3.1
1989-08-10 | 4:00 | 16.1 | 78 | 2.6
1989-08-10 | 5:00 | 16.1 | 78 | 4.1
1989-08-10 | 6:00 | 17.2 | 73 | 4.1
1989-08-10 | 7:00 | 18.9 | 68 | 3.1
1989-08-10 | 8:00 | 21.7 | 57 | 3.1
1989-08-10 | 9:00 | 22.8 | 55 | 3.1
1989-08-10 | 10:00 | 22.8 | 57 | 4.1
1989-08-10 | 11:00 | 23.3 | 52 | 5.2
1989-08-10 | 12:00 | 23.9 | 48 | 5.7
1989-08-10 | 13:00 | 23.3 | 52 | 6.2
1989-08-10 | 14:00 | 23.3 | 50 | 5.7
1989-08-10 | 15:00 | 23.3 | 50 | 5.7
1989-08-10 | 16:00 | 22.8 | 52 | 6.2
1989-08-10 | 17:00 | 21.7 | 64 | 5.2
1989-08-10 | 18:00 | 22.2 | 57 | 5.7
1989-08-10 | 19:00 | 21.1 | 61 | 4.1
1989-08-10 | 20:00 | 21.1 | 61 | 5.2
1989-08-10 | 21:00 | 21.1 | 64 | 4.6
1989-08-10 | 22:00 | 20 | 71 | 4.6
1989-08-10 | 23:00 | 20.6 | 63 | 4.1
1989-08-10 | 24:00 | 20.6 | 61 | 4.6
1989-08-11 | 1:00 | 20.6 | 61 | 4.1
1989-08-11 | 2:00 | 20.6 | 61 | 3.1
1989-08-11 | 3:00 | 18.9 | 78 | 2.1
1989-08-11 | 4:00 | 18.3 | 84 | 3.1
1989-08-11 | 5:00 | 18.3 | 87 | 2.6
1989-08-11 | 6:00 | 18.9 | 87 | 3.1
1989-08-11 | 7:00 | 18.3 | 84 | 3.6
1989-08-11 | 8:00 | 17.8 | 75 | 2.1
1989-08-11 | 9:00 | 17.2 | 75 | 2.1
1989-08-11 | 10:00 | 17.2 | 78 | 3.1
1989-08-11 | 11:00 | 17.2 | 81 | 1.5
1989-08-11 | 12:00 | 16.7 | 84 | 4.1
1989-08-11 | 13:00 | 16.1 | 87 | 6.2
1989-08-11 | 14:00 | 16.1 | 87 | 5.2
1989-08-11 | 15:00 | 16.1 | 87 | 6.7
1989-08-11 | 16:00 | 16.1 | 90 | 6.7
1989-08-11 | 17:00 | 15.6 | 97 | 6.7
1989-08-11 | 18:00 | 15.6 | 97 | 7.2
1989-08-11 | 19:00 | 16.1 | 97 | 5.7
1989-08-11 | 20:00 | 16.7 | 97 | 6.2
1989-08-11 | 21:00 | 16.7 | 100 | 6.2
1989-08-11 | 22:00 | 17.2 | 100 | 4.6
1989-08-11 | 23:00 | 17.2 | 100 | 4.6
1989-08-11 | 24:00 | 17.8 | 97 | 3.6
1989-08-12 | 1:00 | 17.8 | 100 | 3.6
1989-08-12 | 2:00 | 17.2 | 100 | 4.6
1989-08-12 | 3:00 | 17.2 | 100 | 3.6
1989-08-12 | 4:00 | 17.2 | 100 | 4.6
1989-08-12 | 5:00 | 17.2 | 100 | 3.6
1989-08-12 | 6:00 | 17.2 | 100 | 2.1
1989-08-12 | 7:00 | 17.8 | 100 | 2.6
1989-08-12 | 8:00 | 18.3 | 100 | 2.6
1989-08-12 | 9:00 | 18.3 | 100 | 3.6
1989-08-12 | 10:00 | 18.9 | 97 | 3.6
1989-08-12 | 11:00 | 19.4 | 93 | 3.1
1989-08-12 | 12:00 | 20 | 97 | 3.6
1989-08-12 | 13:00 | 20.6 | 97 | 3.6
1989-08-12 | 14:00 | 21.1 | 90 | 4.1
1989-08-12 | 15:00 | 21.1 | 97 | 3.6
1989-08-12 | 16:00 | 23.3 | 90 | 3.1
1989-08-12 | 17:00 | 22.2 | 94 | 3.6
1989-08-12 | 18:00 | 21.1 | 97 | 2.6
1989-08-12 | 19:00 | 21.7 | 93 | 2.1
1989-08-12 | 20:00 | 21.7 | 100 | 3.6
1989-08-12 | 21:00 | 21.7 | 100 | 3.1
1989-08-12 | 22:00 | 21.7 | 97 | 3.1
1989-08-12 | 23:00 | 22.2 | 100 | 3.6
1989-08-12 | 24:00 | 21.7 | 100 | 3.6
1989-08-13 | 1:00 | 22.8 | 97 | 4.1
1989-08-13 | 2:00 | 21.7 | 100 | 3.1
1989-08-13 | 3:00 | 21.7 | 97 | 0
1989-08-13 | 4:00 | 20 | 97 | 2.6
1989-08-13 | 5:00 | 19.4 | 100 | 3.1
1989-08-13 | 6:00 | 20 | 100 | 2.6
1989-08-13 | 7:00 | 21.7 | 97 | 5.2
1989-08-13 | 8:00 | 23.9 | 97 | 3.6
1989-08-13 | 9:00 | 22.2 | 94 | 4.6
1989-08-13 | 10:00 | 23.9 | 87 | 5.7
1989-08-13 | 11:00 | 22.8 | 94 | 3.6
1989-08-13 | 12:00 | 22.2 | 97 | 7.2
1989-08-13 | 13:00 | 22.8 | 94 | 4.1
1989-08-13 | 14:00 | 22.8 | 94 | 2.6
1989-08-13 | 15:00 | 21.7 | 100 | 4.1
1989-08-13 | 16:00 | 21.7 | 100 | 4.6
1989-08-13 | 17:00 | 21.1 | 97 | 4.6
1989-08-13 | 18:00 | 21.1 | 97 | 2.1
1989-08-13 | 19:00 | 21.1 | 100 | 4.1
1989-08-13 | 20:00 | 21.7 | 97 | 3.6
1989-08-13 | 21:00 | 22.2 | 97 | 4.1
1989-08-13 | 22:00 | 21.7 | 100 | 3.6
1989-08-13 | 23:00 | 22.2 | 100 | 4.6
1989-08-13 | 24:00 | 22.2 | 100 | 4.6
1989-08-14 | 1:00 | 22.8 | 97 | 4.1
1989-08-14 | 2:00 | 22.8 | 97 | 5.7
1989-08-14 | 3:00 | 22.2 | 100 | 3.6
1989-08-14 | 4:00 | 21.7 | 97 | 0
1989-08-14 | 5:00 | 21.1 | 100 | 3.1
1989-08-14 | 6:00 | 22.8 | 97 | 3.6
1989-08-14 | 7:00 | 23.9 | 90 | 5.2
1989-08-14 | 8:00 | 25 | 85 | 6.2
1989-08-14 | 9:00 | 25.6 | 82 | 6.2
1989-08-14 | 10:00 | 26.7 | 79 | 5.2
1989-08-14 | 11:00 | 27.8 | 72 | 5.2
1989-08-14 | 12:00 | 28.9 | 65 | 4.6
1989-08-14 | 13:00 | 29.4 | 57 | 4.6
1989-08-14 | 14:00 | 28.3 | 63 | 4.6
1989-08-14 | 15:00 | 28.9 | 63 | 5.2
1989-08-14 | 16:00 | 27.2 | 77 | 6.7
1989-08-14 | 17:00 | 26.1 | 79 | 6.2
1989-08-14 | 18:00 | 26.1 | 79 | 5.7
1989-08-14 | 19:00 | 25 | 79 | 5.2
1989-08-14 | 20:00 | 24.4 | 88 | 4.6
1989-08-14 | 21:00 | 24.4 | 82 | 4.6
1989-08-14 | 22:00 | 23.9 | 85 | 4.6
1989-08-14 | 23:00 | 23.3 | 90 | 4.1
1989-08-14 | 24:00 | 22.8 | 94 | 5.2
1989-08-15 | 1:00 | 22.8 | 94 | 4.6
1989-08-15 | 2:00 | 22.8 | 94 | 4.6
1989-08-15 | 3:00 | 22.2 | 94 | 3.6
1989-08-15 | 4:00 | 21.7 | 97 | 3.6
1989-08-15 | 5:00 | 21.7 | 97 | 3.6
1989-08-15 | 6:00 | 21.7 | 97 | 3.6
1989-08-15 | 7:00 | 22.8 | 97 | 2.6
1989-08-15 | 8:00 | 23.3 | 90 | 5.2
1989-08-15 | 9:00 | 25 | 85 | 3.6
1989-08-15 | 10:00 | 25.6 | 82 | 4.6
1989-08-15 | 11:00 | 26.1 | 77 | 6.2
1989-08-15 | 12:00 | 26.7 | 74 | 6.2
1989-08-15 | 13:00 | 26.7 | 74 | 7.2
1989-08-15 | 14:00 | 27.8 | 69 | 7.7
1989-08-15 | 15:00 | 26.1 | 77 | 6.7
1989-08-15 | 16:00 | 24.4 | 88 | 5.7
1989-08-15 | 17:00 | 24.4 | 85 | 6.2
1989-08-15 | 18:00 | 25 | 85 | 5.7
1989-08-15 | 19:00 | 23.9 | 87 | 6.2
1989-08-15 | 20:00 | 23.9 | 87 | 6.2
1989-08-15 | 21:00 | 23.3 | 90 | 6.2
1989-08-15 | 22:00 | 23.3 | 90 | 5.7
1989-08-15 | 23:00 | 23.3 | 90 | 5.2
1989-08-15 | 24:00 | 23.3 | 90 | 4.6
1989-08-16 | 1:00 | 22.8 | 94 | 5.2
1989-08-16 | 2:00 | 22.8 | 90 | 5.2
1989-08-16 | 3:00 | 22.8 | 90 | 5.7
1989-08-16 | 4:00 | 22.2 | 94 | 5.7
1989-08-16 | 5:00 | 22.2 | 94 | 5.7
1989-08-16 | 6:00 | 22.2 | 94 | 3.1
1989-08-16 | 7:00 | 21.7 | 97 | 2.6
1989-08-16 | 8:00 | 24.4 | 85 | 5.2
1989-08-16 | 9:00 | 26.1 | 77 | 6.2
1989-08-16 | 10:00 | 26.7 | 74 | 5.7
1989-08-16 | 11:00 | 27.8 | 69 | 5.7
1989-08-16 | 12:00 | 28.3 | 65 | 6.2
1989-08-16 | 13:00 | 29.4 | 57 | 6.7
1989-08-16 | 14:00 | 30 | 53 | 7.2
1989-08-16 | 15:00 | 30 | 53 | 6.7
1989-08-16 | 16:00 | 29.4 | 55 | 6.7
1989-08-16 | 17:00 | 26.7 | 69 | 9.3
1989-08-16 | 18:00 | 25 | 76 | 4.1
1989-08-16 | 19:00 | 22.8 | 84 | 4.6
1989-08-16 | 20:00 | 23.9 | 82 | 6.7
1989-08-16 | 21:00 | 23.9 | 79 | 6.2
1989-08-16 | 22:00 | 23.3 | 79 | 5.7
1989-08-16 | 23:00 | 22.8 | 82 | 5.2
1989-08-16 | 24:00 | 22.8 | 79 | 5.2
1989-08-17 | 1:00 | 22.2 | 79 | 5.7
1989-08-17 | 2:00 | 21.7 | 81 | 4.6
1989-08-17 | 3:00 | 21.1 | 79 | 5.2
1989-08-17 | 4:00 | 20.6 | 81 | 4.1
1989-08-17 | 5:00 | 20 | 81 | 5.2
1989-08-17 | 6:00 | 20.6 | 76 | 5.2
1989-08-17 | 7:00 | 21.7 | 66 | 5.2
1989-08-17 | 8:00 | 22.8 | 62 | 4.1
1989-08-17 | 9:00 | 23.3 | 62 | 4.1
1989-08-17 | 10:00 | 23.9 | 62 | 4.6
1989-08-17 | 11:00 | 23.3 | 64 | 5.7
1989-08-17 | 12:00 | 23.3 | 64 | 6.2
1989-08-17 | 13:00 | 23.3 | 66 | 5.7
1989-08-17 | 14:00 | 23.3 | 71 | 5.7
1989-08-17 | 15:00 | 23.3 | 64 | 6.2
1989-08-17 | 16:00 | 22.8 | 66 | 5.2
1989-08-17 | 17:00 | 22.2 | 69 | 6.2
1989-08-17 | 18:00 | 22.2 | 69 | 4.1
1989-08-17 | 19:00 | 20.6 | 79 | 4.1
1989-08-17 | 20:00 | 21.7 | 66 | 4.1
1989-08-17 | 21:00 | 21.1 | 71 | 4.1
1989-08-17 | 22:00 | 20 | 84 | 3.1
1989-08-17 | 23:00 | 20 | 81 | 3.1
1989-08-17 | 24:00 | 18.9 | 84 | 3.6
1989-08-18 | 1:00 | 19.4 | 81 | 5.2
1989-08-18 | 2:00 | 18.9 | 76 | 5.7
1989-08-18 | 3:00 | 18.3 | 76 | 4.6
1989-08-18 | 4:00 | 17.8 | 75 | 5.2
1989-08-18 | 5:00 | 16.7 | 78 | 5.2
1989-08-18 | 6:00 | 17.8 | 70 | 4.1
1989-08-18 | 7:00 | 19.4 | 61 | 5.2
1989-08-18 | 8:00 | 20.6 | 59 | 6.7
1989-08-18 | 9:00 | 21.7 | 55 | 6.2
1989-08-18 | 10:00 | 21.7 | 57 | 7.2
1989-08-18 | 11:00 | 21.7 | 61 | 6.7
1989-08-18 | 12:00 | 21.7 | 59 | 7.2
1989-08-18 | 13:00 | 21.1 | 66 | 7.2
1989-08-18 | 14:00 | 20 | 76 | 6.2
1989-08-18 | 15:00 | 20 | 76 | 4.1
1989-08-18 | 16:00 | 19.4 | 81 | 4.6
1989-08-18 | 17:00 | 18.9 | 84 | 4.1
1989-08-18 | 18:00 | 18.9 | 87 | 4.1
1989-08-18 | 19:00 | 18.3 | 87 | 3.6
1989-08-18 | 20:00 | 18.3 | 87 | 3.6
1989-08-18 | 21:00 | 17.8 | 93 | 3.1
1989-08-18 | 22:00 | 17.8 | 97 | 2.6
1989-08-18 | 23:00 | 17.8 | 97 | 3.1
1989-08-18 | 24:00 | 17.8 | 97 | 3.1
1989-08-19 | 1:00 | 17.8 | 97 | 2.6
1989-08-19 | 2:00 | 17.2 | 97 | 2.6
1989-08-19 | 3:00 | 17.2 | 100 | 3.1
1989-08-19 | 4:00 | 17.2 | 97 | 3.1
1989-08-19 | 5:00 | 17.2 | 93 | 4.1
1989-08-19 | 6:00 | 17.2 | 97 | 3.1
1989-08-19 | 7:00 | 17.2 | 97 | 5.7
1989-08-19 | 8:00 | 18.9 | 90 | 4.6
1989-08-19 | 9:00 | 20.6 | 81 | 6.2
1989-08-19 | 10:00 | 21.1 | 81 | 6.2
1989-08-19 | 11:00 | 21.7 | 73 | 6.7
1989-08-19 | 12:00 | 22.2 | 71 | 6.7
1989-08-19 | 13:00 | 21.7 | 73 | 6.7
1989-08-19 | 14:00 | 22.2 | 71 | 6.2
1989-08-19 | 15:00 | 21.1 | 79 | 5.7
1989-08-19 | 16:00 | 20.6 | 81 | 6.2
1989-08-19 | 17:00 | 21.1 | 79 | 6.2
1989-08-19 | 18:00 | 20 | 84 | 4.6
1989-08-19 | 19:00 | 19.4 | 87 | 4.1
1989-08-19 | 20:00 | 19.4 | 90 | 4.1
1989-08-19 | 21:00 | 19.4 | 90 | 4.6
1989-08-19 | 22:00 | 19.4 | 93 | 4.1
1989-08-19 | 23:00 | 19.4 | 93 | 4.1
1989-08-19 | 24:00 | 19.4 | 93 | 4.1
1989-08-20 | 1:00 | 19.4 | 93 | 4.1
1989-08-20 | 2:00 | 18.9 | 97 | 4.1
1989-08-20 | 3:00 | 18.9 | 97 | 2.6
1989-08-20 | 4:00 | 19.4 | 97 | 3.1
1989-08-20 | 5:00 | 19.4 | 97 | 3.6
1989-08-20 | 6:00 | 20.6 | 97 | 3.1
1989-08-20 | 7:00 | 20.6 | 97 | 3.1
1989-08-20 | 8:00 | 21.7 | 90 | 5.2
1989-08-20 | 9:00 | 23.3 | 79 | 5.7
1989-08-20 | 10:00 | 23.3 | 79 | 6.2
1989-08-20 | 11:00 | 25 | 69 | 6.2
1989-08-20 | 12:00 | 26.7 | 65 | 8.2
1989-08-20 | 13:00 | 27.8 | 61 | 9.3
1989-08-20 | 14:00 | 26.7 | 63 | 9.8
1989-08-20 | 15:00 | 27.8 | 59 | 9.8
1989-08-20 | 16:00 | 27.8 | 59 | 9.8
1989-08-20 | 17:00 | 26.7 | 63 | 8.8
1989-08-20 | 18:00 | 26.1 | 65 | 7.7
1989-08-20 | 19:00 | 25 | 69 | 6.2
1989-08-20 | 20:00 | 24.4 | 71 | 5.7
1989-08-20 | 21:00 | 23.9 | 76 | 6.2
1989-08-20 | 22:00 | 23.3 | 79 | 5.2
1989-08-20 | 23:00 | 23.3 | 79 | 7.7
1989-08-20 | 24:00 | 22.8 | 79 | 7.2
1989-08-21 | 1:00 | 22.2 | 79 | 5.7
1989-08-21 | 2:00 | 21.7 | 81 | 5.2
1989-08-21 | 3:00 | 21.7 | 81 | 5.7
1989-08-21 | 4:00 | 21.7 | 81 | 5.2
1989-08-21 | 5:00 | 22.2 | 82 | 6.2
1989-08-21 | 6:00 | 22.2 | 84 | 6.2
1989-08-21 | 7:00 | 23.9 | 79 | 6.2
1989-08-21 | 8:00 | 25.6 | 69 | 6.7
1989-08-21 | 9:00 | 27.2 | 67 | 6.2
1989-08-21 | 10:00 | 28.3 | 63 | 7.2
1989-08-21 | 11:00 | 27.8 | 61 | 8.2
1989-08-21 | 12:00 | 28.9 | 57 | 7.7
1989-08-21 | 13:00 | 30 | 53 | 7.7
1989-08-21 | 14:00 | 30 | 53 | 7.2
1989-08-21 | 15:00 | 30 | 51 | 7.2
1989-08-21 | 16:00 | 23.3 | 85 | 4.1
1989-08-21 | 17:00 | 26.7 | 69 | 6.7
1989-08-21 | 18:00 | 26.7 | 67 | 6.7
1989-08-21 | 19:00 | 25.6 | 74 | 6.7
1989-08-21 | 20:00 | 25 | 76 | 6.7
1989-08-21 | 21:00 | 24.4 | 79 | 6.2
1989-08-21 | 22:00 | 25 | 71 | 6.7
1989-08-21 | 23:00 | 23.3 | 79 | 4.6
1989-08-21 | 24:00 | 23.9 | 66 | 5.7
1989-08-22 | 1:00 | 23.9 | 64 | 6.2
1989-08-22 | 2:00 | 23.3 | 69 | 5.7
1989-08-22 | 3:00 | 22.8 | 69 | 4.6
1989-08-22 | 4:00 | 22.2 | 71 | 4.6
1989-08-22 | 5:00 | 22.2 | 71 | 6.2
1989-08-22 | 6:00 | 21.7 | 76 | 6.2
1989-08-22 | 7:00 | 23.3 | 69 | 6.2
1989-08-22 | 8:00 | 23.9 | 64 | 6.7
1989-08-22 | 9:00 | 25.6 | 56 | 8.2
1989-08-22 | 10:00 | 26.1 | 54 | 8.2
1989-08-22 | 11:00 | 27.2 | 47 | 8.2
1989-08-22 | 12:00 | 27.8 | 49 | 7.2
1989-08-22 | 13:00 | 27.8 | 46 | 6.7
1989-08-22 | 14:00 | 28.9 | 40 | 6.7
1989-08-22 | 15:00 | 28.3 | 41 | 6.2
1989-08-22 | 16:00 | 28.9 | 37 | 6.2
1989-08-22 | 17:00 | 22.8 | 64 | 4.6
1989-08-22 | 18:00 | 21.7 | 68 | 4.1
1989-08-22 | 19:00 | 21.1 | 76 | 4.1
1989-08-22 | 20:00 | 20.6 | 79 | 4.1
1989-08-22 | 21:00 | 21.1 | 73 | 3.1
1989-08-22 | 22:00 | 21.1 | 68 | 2.6
1989-08-22 | 23:00 | 20 | 76 | 3.1
1989-08-22 | 24:00 | 19.4 | 81 | 2.6
1989-08-23 | 1:00 | 19.4 | 84 | 3.1
1989-08-23 | 2:00 | 19.4 | 87 | 2.1
1989-08-23 | 3:00 | 19.4 | 87 | 3.1
1989-08-23 | 4:00 | 18.9 | 90 | 2.6
1989-08-23 | 5:00 | 18.3 | 97 | 3.1
1989-08-23 | 6:00 | 18.9 | 93 | 2.6
1989-08-23 | 7:00 | 20.6 | 87 | 3.1
1989-08-23 | 8:00 | 22.2 | 76 | 3.6
1989-08-23 | 9:00 | 25.6 | 69 | 5.7
1989-08-23 | 10:00 | 26.7 | 65 | 5.2
1989-08-23 | 11:00 | 28.9 | 57 | 6.2
1989-08-23 | 12:00 | 28.3 | 57 | 7.7
1989-08-23 | 13:00 | 26.7 | 63 | 6.2
1989-08-23 | 14:00 | 28.9 | 55 | 9.3
1989-08-23 | 15:00 | 28.9 | 51 | 8.8
1989-08-23 | 16:00 | 30 | 48 | 8.2
1989-08-23 | 17:00 | 25 | 67 | 8.2
1989-08-23 | 18:00 | 24.4 | 69 | 6.7
1989-08-23 | 19:00 | 23.9 | 66 | 8.8
1989-08-23 | 20:00 | 22.8 | 66 | 9.3
1989-08-23 | 21:00 | 21.1 | 73 | 6.7
1989-08-23 | 22:00 | 21.1 | 68 | 7.7
1989-08-23 | 23:00 | 19.4 | 73 | 7.7
1989-08-23 | 24:00 | 18.9 | 76 | 6.2
1989-08-24 | 1:00 | 18.3 | 76 | 6.7
1989-08-24 | 2:00 | 17.8 | 78 | 5.2
1989-08-24 | 3:00 | 17.2 | 78 | 5.2
1989-08-24 | 4:00 | 17.2 | 78 | 5.7
1989-08-24 | 5:00 | 17.2 | 78 | 5.2
1989-08-24 | 6:00 | 17.8 | 75 | 7.2
1989-08-24 | 7:00 | 19.4 | 68 | 7.2
1989-08-24 | 8:00 | 21.1 | 61 | 5.7
1989-08-24 | 9:00 | 22.8 | 55 | 6.2
1989-08-24 | 10:00 | 24.4 | 47 | 6.2
1989-08-24 | 11:00 | 24.4 | 37 | 8.2
1989-08-24 | 12:00 | 25.6 | 36 | 7.2
1989-08-24 | 13:00 | 25.6 | 38 | 7.2
1989-08-24 | 14:00 | 25.6 | 38 | 7.7
1989-08-24 | 15:00 | 26.1 | 39 | 7.2
1989-08-24 | 16:00 | 25.6 | 41 | 8.2
1989-08-24 | 17:00 | 25 | 40 | 8.2
1989-08-24 | 18:00 | 23.3 | 43 | 7.2
1989-08-24 | 19:00 | 21.7 | 48 | 7.2
1989-08-24 | 20:00 | 19.4 | 49 | 6.7
1989-08-24 | 21:00 | 18.3 | 50 | 6.7
1989-08-24 | 22:00 | 17.2 | 52 | 6.7
1989-08-24 | 23:00 | 16.1 | 56 | 6.2
1989-08-24 | 24:00 | 15 | 60 | 5.7
1989-08-25 | 1:00 | 14.4 | 65 | 5.7
1989-08-25 | 2:00 | 13.9 | 67 | 4.1
1989-08-25 | 3:00 | 13.9 | 67 | 5.7
1989-08-25 | 4:00 | 13.3 | 69 | 5.7
1989-08-25 | 5:00 | 12.8 | 72 | 6.2
1989-08-25 | 6:00 | 13.3 | 67 | 6.2
1989-08-25 | 7:00 | 14.4 | 58 | 5.2
1989-08-25 | 8:00 | 16.1 | 48 | 6.2
1989-08-25 | 9:00 | 17.2 | 38 | 7.2
1989-08-25 | 10:00 | 18.3 | 33 | 6.2
1989-08-25 | 11:00 | 18.3 | 32 | 7.7
1989-08-25 | 12:00 | 18.9 | 33 | 6.7
1989-08-25 | 13:00 | 20 | 31 | 6.2
1989-08-25 | 14:00 | 21.1 | 29 | 6.2
1989-08-25 | 15:00 | 21.7 | 28 | 7.2
1989-08-25 | 16:00 | 21.7 | 29 | 6.7
1989-08-25 | 17:00 | 21.7 | 29 | 7.2
1989-08-25 | 18:00 | 20.6 | 34 | 6.2
1989-08-25 | 19:00 | 19.4 | 33 | 6.2
1989-08-25 | 20:00 | 18.9 | 42 | 6.7
1989-08-25 | 21:00 | 17.2 | 46 | 5.7
1989-08-25 | 22:00 | 16.7 | 41 | 5.7
1989-08-25 | 23:00 | 16.7 | 43 | 4.6
1989-08-25 | 24:00 | 15.6 | 48 | 4.6
1989-08-26 | 1:00 | 15.6 | 48 | 5.2
1989-08-26 | 2:00 | 16.1 | 48 | 5.2
1989-08-26 | 3:00 | 16.1 | 48 | 5.2
1989-08-26 | 4:00 | 16.1 | 48 | 5.7
1989-08-26 | 5:00 | 15.6 | 52 | 4.6
1989-08-26 | 6:00 | 15.6 | 52 | 5.2
1989-08-26 | 7:00 | 16.7 | 48 | 5.7
1989-08-26 | 8:00 | 17.8 | 47 | 5.7
1989-08-26 | 9:00 | 19.4 | 40 | 6.2
1989-08-26 | 10:00 | 20 | 41 | 4.6
1989-08-26 | 11:00 | 20 | 38 | 7.2
1989-08-26 | 12:00 | 21.7 | 35 | 6.2
1989-08-26 | 13:00 | 22.2 | 33 | 7.7
1989-08-26 | 14:00 | 22.8 | 30 | 7.7
1989-08-26 | 15:00 | 23.3 | 34 | 6.2
1989-08-26 | 16:00 | 23.3 | 29 | 6.7
1989-08-26 | 17:00 | 22.2 | 35 | 6.7
1989-08-26 | 18:00 | 21.7 | 35 | 7.2
1989-08-26 | 19:00 | 20 | 32 | 6.7
1989-08-26 | 20:00 | 18.3 | 37 | 6.2
1989-08-26 | 21:00 | 17.8 | 37 | 7.2
1989-08-26 | 22:00 | 16.1 | 43 | 6.2
1989-08-26 | 23:00 | 15.6 | 44 | 6.2
1989-08-26 | 24:00 | 14.4 | 49 | 5.7
1989-08-27 | 1:00 | 13.9 | 53 | 4.6
1989-08-27 | 2:00 | 13.3 | 55 | 5.2
1989-08-27 | 3:00 | 13.3 | 57 | 5.7
1989-08-27 | 4:00 | 12.8 | 57 | 5.7
1989-08-27 | 5:00 | 12.2 | 62 | 4.1
1989-08-27 | 6:00 | 13.3 | 57 | 4.1
1989-08-27 | 7:00 | 15 | 54 | 5.2
1989-08-27 | 8:00 | 17.8 | 48 | 4.1
1989-08-27 | 9:00 | 18.9 | 43 | 3.6
1989-08-27 | 10:00 | 20 | 41 | 4.1
1989-08-27 | 11:00 | 21.1 | 36 | 4.1
1989-08-27 | 12:00 | 20.6 | 47 | 6.2
1989-08-27 | 13:00 | 20 | 51 | 5.2
1989-08-27 | 14:00 | 20.6 | 47 | 5.7
1989-08-27 | 15:00 | 20.6 | 46 | 6.7
1989-08-27 | 16:00 | 20 | 44 | 6.2
1989-08-27 | 17:00 | 19.4 | 61 | 5.7
1989-08-27 | 18:00 | 18.3 | 63 | 6.7
1989-08-27 | 19:00 | 17.2 | 70 | 5.2
1989-08-27 | 20:00 | 17.2 | 70 | 5.2
1989-08-27 | 21:00 | 17.8 | 63 | 5.7
1989-08-27 | 22:00 | 17.2 | 63 | 4.6
1989-08-27 | 23:00 | 17.2 | 63 | 4.6
1989-08-27 | 24:00 | 17.2 | 63 | 5.2
1989-08-28 | 1:00 | 17.2 | 65 | 5.7
1989-08-28 | 2:00 | 16.7 | 67 | 4.1
1989-08-28 | 3:00 | 16.7 | 70 | 4.1
1989-08-28 | 4:00 | 16.1 | 78 | 5.2
1989-08-28 | 5:00 | 16.1 | 78 | 3.6
1989-08-28 | 6:00 | 15.6 | 81 | 3.1
1989-08-28 | 7:00 | 17.2 | 75 | 3.1
1989-08-28 | 8:00 | 18.9 | 68 | 5.2
1989-08-28 | 9:00 | 20 | 68 | 3.6
1989-08-28 | 10:00 | 21.7 | 57 | 5.2
1989-08-28 | 11:00 | 23.3 | 54 | 3.6
1989-08-28 | 12:00 | 23.3 | 58 | 4.6
1989-08-28 | 13:00 | 23.3 | 62 | 6.2
1989-08-28 | 14:00 | 21.7 | 68 | 5.7
1989-08-28 | 15:00 | 21.7 | 68 | 5.7
1989-08-28 | 16:00 | 23.9 | 56 | 6.2
1989-08-28 | 17:00 | 22.2 | 62 | 6.2
1989-08-28 | 18:00 | 21.1 | 66 | 7.2
1989-08-28 | 19:00 | 20 | 66 | 5.7
1989-08-28 | 20:00 | 18.9 | 65 | 5.2
1989-08-28 | 21:00 | 18.3 | 65 | 4.6
1989-08-28 | 22:00 | 17.8 | 68 | 4.6
1989-08-28 | 23:00 | 17.2 | 70 | 4.1
1989-08-28 | 24:00 | 17.2 | 70 | 3.1
1989-08-29 | 1:00 | 16.7 | 73 | 2.6
1989-08-29 | 2:00 | 16.1 | 78 | 2.6
1989-08-29 | 3:00 | 16.1 | 81 | 2.1
1989-08-29 | 4:00 | 16.7 | 75 | 1.5
1989-08-29 | 5:00 | 16.1 | 90 | 4.1
1989-08-29 | 6:00 | 16.1 | 90 | 4.1
1989-08-29 | 7:00 | 17.2 | 87 | 3.1
1989-08-29 | 8:00 | 17.8 | 84 | 2.1
1989-08-29 | 9:00 | 19.4 | 78 | 2.6
1989-08-29 | 10:00 | 20 | 78 | 3.1
1989-08-29 | 11:00 | 19.4 | 87 | 4.1
1989-08-29 | 12:00 | 21.1 | 79 | 4.1
1989-08-29 | 13:00 | 21.1 | 79 | 4.6
1989-08-29 | 14:00 | 20 | 87 | 3.6
1989-08-29 | 15:00 | 21.1 | 87 | 4.1
1989-08-29 | 16:00 | 21.1 | 87 | 5.7
1989-08-29 | 17:00 | 21.7 | 84 | 5.2
1989-08-29 | 18:00 | 21.1 | 90 | 4.1
1989-08-29 | 19:00 | 21.1 | 90 | 3.6
1989-08-29 | 20:00 | 20 | 93 | 3.6
1989-08-29 | 21:00 | 19.4 | 100 | 3.1
1989-08-29 | 22:00 | 19.4 | 100 | 3.6
1989-08-29 | 23:00 | 20 | 100 | 3.1
1989-08-29 | 24:00 | 18.9 | 100 | 4.6
1989-08-30 | 1:00 | 19.4 | 100 | 4.6
1989-08-30 | 2:00 | 19.4 | 100 | 4.6
1989-08-30 | 3:00 | 19.4 | 100 | 4.1
1989-08-30 | 4:00 | 19.4 | 100 | 6.2
1989-08-30 | 5:00 | 18.9 | 100 | 5.2
1989-08-30 | 6:00 | 18.9 | 97 | 4.6
1989-08-30 | 7:00 | 20 | 93 | 4.6
1989-08-30 | 8:00 | 21.7 | 84 | 3.1
1989-08-30 | 9:00 | 23.9 | 76 | 2.6
1989-08-30 | 10:00 | 25 | 76 | 4.1
1989-08-30 | 11:00 | 27.2 | 69 | 6.7
1989-08-30 | 12:00 | 28.9 | 65 | 8.2
1989-08-30 | 13:00 | 29.4 | 55 | 9.3
1989-08-30 | 14:00 | 30 | 53 | 8.8
1989-08-30 | 15:00 | 29.4 | 45 | 7.7
1989-08-30 | 16:00 | 28.9 | 51 | 8.8
1989-08-30 | 17:00 | 28.9 | 38 | 8.8
1989-08-30 | 18:00 | 27.2 | 42 | 9.8
1989-08-30 | 19:00 | 25 | 47 | 7.7
1989-08-30 | 20:00 | 23.9 | 50 | 8.2
1989-08-30 | 21:00 | 22.8 | 52 | 7.2
1989-08-30 | 22:00 | 22.2 | 55 | 7.7
1989-08-30 | 23:00 | 21.7 | 57 | 7.2
1989-08-30 | 24:00 | 20.6 | 61 | 6.7
1989-08-31 | 1:00 | 20 | 63 | 6.2
1989-08-31 | 2:00 | 18.9 | 68 | 4.1
1989-08-31 | 3:00 | 18.3 | 70 | 6.2
1989-08-31 | 4:00 | 17.8 | 75 | 4.1
1989-08-31 | 5:00 | 17.2 | 75 | 4.1
1989-08-31 | 6:00 | 17.8 | 70 | 4.6
1989-08-31 | 7:00 | 18.9 | 65 | 5.2
1989-08-31 | 8:00 | 20 | 57 | 8.2
1989-08-31 | 9:00 | 21.1 | 47 | 9.3
1989-08-31 | 10:00 | 21.7 | 44 | 8.8
1989-08-31 | 11:00 | 22.8 | 40 | 10.3
1989-08-31 | 12:00 | 23.9 | 37 | 9.3
1989-08-31 | 13:00 | 24.4 | 37 | 8.2
1989-08-31 | 14:00 | 25 | 37 | 9.3
1989-08-31 | 15:00 | 25 | 35 | 9.8
1989-08-31 | 16:00 | 25 | 33 | 9.3
1989-08-31 | 17:00 | 24.4 | 36 | 8.8
1989-08-31 | 18:00 | 23.3 | 40 | 8.2
1989-08-31 | 19:00 | 22.2 | 44 | 5.2
1989-08-31 | 20:00 | 22.2 | 46 | 3.1
1989-08-31 | 21:00 | 18.9 | 65 | 2.6
1989-08-31 | 22:00 | 18.2 | 68 | 2.8
1989-08-31 | 23:00 | 17.5 | 70 | 3
1989-08-31 | 24:00 | 16.8 | 81 | 3.2
1976-09-01 | 1:00 | 16 | 72 | 3.5
1976-09-01 | 2:00 | 15.3 | 75 | 3.7
1976-09-01 | 3:00 | 14.6 | 78 | 3.9
1976-09-01 | 4:00 | 13.9 | 90 | 4.1
1976-09-01 | 5:00 | 14.4 | 90 | 5.2
1976-09-01 | 6:00 | 15.6 | 90 | 5.2
1976-09-01 | 7:00 | 16.7 | 87 | 5.2
1976-09-01 | 8:00 | 19.4 | 76 | 7.2
1976-09-01 | 9:00 | 21.7 | 64 | 6.7
1976-09-01 | 10:00 | 23.3 | 54 | 7.7
1976-09-01 | 11:00 | 24.4 | 48 | 10.3
1976-09-01 | 12:00 | 25 | 47 | 9.3
1976-09-01 | 13:00 | 25.6 | 47 | 10.3
1976-09-01 | 14:00 | 26.1 | 47 | 10.3
1976-09-01 | 15:00 | 25 | 52 | 9.3
1976-09-01 | 16:00 | 25 | 56 | 9.3
1976-09-01 | 17:00 | 23.9 | 60 | 9.3
1976-09-01 | 18:00 | 22.2 | 76 | 8.2
1976-09-01 | 19:00 | 22.2 | 73 | 7.7
1976-09-01 | 20:00 | 21.7 | 76 | 7.7
1976-09-01 | 21:00 | 21.1 | 79 | 7.7
1976-09-01 | 22:00 | 20.6 | 84 | 7.2
1976-09-01 | 23:00 | 20 | 87 | 7.2
1976-09-01 | 24:00 | 20 | 87 | 6.7
1976-09-02 | 1:00 | 20 | 87 | 4.6
1976-09-02 | 2:00 | 20.6 | 84 | 5.7
1976-09-02 | 3:00 | 20 | 90 | 3.6
1976-09-02 | 4:00 | 20 | 90 | 4.1
1976-09-02 | 5:00 | 19.4 | 97 | 2.6
1976-09-02 | 6:00 | 18.9 | 93 | 5.2
1976-09-02 | 7:00 | 18.9 | 93 | 5.2
1976-09-02 | 8:00 | 16.7 | 90 | 5.7
1976-09-02 | 9:00 | 17.2 | 93 | 3.6
1976-09-02 | 10:00 | 16.7 | 97 | 5.2
1976-09-02 | 11:00 | 16.1 | 97 | 5.7
1976-09-02 | 12:00 | 16.1 | 97 | 5.7
1976-09-02 | 13:00 | 15 | 100 | 5.7
1976-09-02 | 14:00 | 15 | 97 | 7.2
1976-09-02 | 15:00 | 14.4 | 100 | 4.6
1976-09-02 | 16:00 | 15 | 97 | 3.6
1976-09-02 | 17:00 | 14.4 | 96 | 5.2
1976-09-02 | 18:00 | 14.4 | 100 | 4.1
1976-09-02 | 19:00 | 14.4 | 93 | 5.7
1976-09-02 | 20:00 | 14.4 | 93 | 3.1
1976-09-02 | 21:00 | 14.4 | 96 | 3.1
1976-09-02 | 22:00 | 14.4 | 96 | 4.1
1976-09-02 | 23:00 | 13.9 | 96 | 3.1
1976-09-02 | 24:00 | 13.3 | 100 | 3.1
1976-09-03 | 1:00 | 12.8 | 100 | 2.6
1976-09-03 | 2:00 | 12.8 | 100 | 2.6
1976-09-03 | 3:00 | 12.8 | 100 | 2.6
1976-09-03 | 4:00 | 12.2 | 100 | 3.1
1976-09-03 | 5:00 | 11.7 | 100 | 3.1
1976-09-03 | 6:00 | 11.7 | 100 | 2.6
1976-09-03 | 7:00 | 13.3 | 90 | 2.1
1976-09-03 | 8:00 | 13.3 | 93 | 3.1
1976-09-03 | 9:00 | 15 | 84 | 2.1
1976-09-03 | 10:00 | 17.2 | 73 | 1
1976-09-03 | 11:00 | 17.2 | 81 | 4.1
1976-09-03 | 12:00 | 17.2 | 78 | 3.1
1976-09-03 | 13:00 | 18.3 | 68 | 4.6
1976-09-03 | 14:00 | 19.4 | 59 | 4.6
1976-09-03 | 15:00 | 21.1 | 53 | 4.6
1976-09-03 | 16:00 | 18.9 | 59 | 1.5
1976-09-03 | 17:00 | 20 | 51 | 3.6
1976-09-03 | 18:00 | 17.2 | 73 | 5.2
1976-09-03 | 19:00 | 16.1 | 72 | 5.2
1976-09-03 | 20:00 | 16.1 | 75 | 4.1
1976-09-03 | 21:00 | 15.6 | 75 | 6.2
1976-09-03 | 22:00 | 15.6 | 72 | 5.2
1976-09-03 | 23:00 | 15 | 72 | 6.2
1976-09-03 | 24:00 | 14.4 | 78 | 6.2
1976-09-04 | 1:00 | 14.4 | 78 | 6.7
1976-09-04 | 2:00 | 13.9 | 80 | 5.2
1976-09-04 | 3:00 | 13.3 | 83 | 5.2
1976-09-04 | 4:00 | 13.3 | 83 | 3.6
1976-09-04 | 5:00 | 13.3 | 87 | 5.2
1976-09-04 | 6:00 | 13.9 | 83 | 6.2
1976-09-04 | 7:00 | 15.6 | 81 | 7.2
1976-09-04 | 8:00 | 17.2 | 75 | 8.2
1976-09-04 | 9:00 | 18.9 | 68 | 6.2
1976-09-04 | 10:00 | 20.6 | 63 | 5.2
1976-09-04 | 11:00 | 22.2 | 59 | 5.2
1976-09-04 | 12:00 | 22.2 | 59 | 6.2
1976-09-04 | 13:00 | 23.3 | 55 | 7.2
1976-09-04 | 14:00 | 22.2 | 59 | 7.2
1976-09-04 | 15:00 | 21.7 | 61 | 6.7
1976-09-04 | 16:00 | 21.1 | 66 | 7.2
1976-09-04 | 17:00 | 21.1 | 66 | 6.2
1976-09-04 | 18:00 | 20 | 73 | 4.6
1976-09-04 | 19:00 | 18.3 | 84 | 4.1
1976-09-04 | 20:00 | 17.8 | 87 | 4.6
1976-09-04 | 21:00 | 17.2 | 90 | 4.1
1976-09-04 | 22:00 | 17.2 | 90 | 5.2
1976-09-04 | 23:00 | 18.3 | 87 | 5.7
1976-09-04 | 24:00 | 17.8 | 90 | 5.2
1976-09-05 | 1:00 | 17.8 | 87 | 6.2
1976-09-05 | 2:00 | 17.2 | 90 | 4.1
1976-09-05 | 3:00 | 17.8 | 90 | 4.6
1976-09-05 | 4:00 | 18.3 | 87 | 4.1
1976-09-05 | 5:00 | 18.3 | 87 | 4.1
1976-09-05 | 6:00 | 18.3 | 90 | 4.1
1976-09-05 | 7:00 | 18.9 | 87 | 4.1
1976-09-05 | 8:00 | 20 | 84 | 4.1
1976-09-05 | 9:00 | 20.6 | 81 | 3.6
1976-09-05 | 10:00 | 21.1 | 79 | 4.1
1976-09-05 | 11:00 | 21.1 | 81 | 6.2
1976-09-05 | 12:00 | 21.1 | 81 | 3.6
1976-09-05 | 13:00 | 20.6 | 87 | 5.2
1976-09-05 | 14:00 | 21.1 | 84 | 5.2
1976-09-05 | 15:00 | 23.3 | 76 | 7.2
1976-09-05 | 16:00 | 21.7 | 71 | 3.6
1976-09-05 | 17:00 | 22.2 | 66 | 4.1
1976-09-05 | 18:00 | 22.2 | 57 | 5.7
1976-09-05 | 19:00 | 21.1 | 57 | 5.7
1976-09-05 | 20:00 | 19.4 | 61 | 6.7
1976-09-05 | 21:00 | 17.8 | 68 | 4.1
1976-09-05 | 22:00 | 17.2 | 65 | 4.6
1976-09-05 | 23:00 | 16.1 | 70 | 5.2
1976-09-05 | 24:00 | 15.6 | 70 | 3.6
1976-09-06 | 1:00 | 15 | 70 | 5.7
1976-09-06 | 2:00 | 14.4 | 67 | 6.2
1976-09-06 | 3:00 | 13.9 | 64 | 5.7
1976-09-06 | 4:00 | 13.3 | 64 | 5.2
1976-09-06 | 5:00 | 12.8 | 67 | 4.1
1976-09-06 | 6:00 | 12.8 | 67 | 5.7
1976-09-06 | 7:00 | 13.9 | 62 | 6.7
1976-09-06 | 8:00 | 15.6 | 56 | 9.3
1976-09-06 | 9:00 | 16.1 | 56 | 6.2
1976-09-06 | 10:00 | 17.2 | 48 | 7.2
1976-09-06 | 11:00 | 18.9 | 43 | 8.8
1976-09-06 | 12:00 | 20 | 39 | 8.8
1976-09-06 | 13:00 | 20.6 | 38 | 5.2
1976-09-06 | 14:00 | 20.6 | 36 | 6.2
1976-09-06 | 15:00 | 21.1 | 30 | 8.2
1976-09-06 | 16:00 | 21.1 | 32 | 5.2
1976-09-06 | 17:00 | 20 | 33 | 6.7
1976-09-06 | 18:00 | 19.4 | 32 | 21.6
1976-09-06 | 19:00 | 18.3 | 39 | 4.6
1976-09-06 | 20:00 | 17.2 | 43 | 3.6
1976-09-06 | 21:00 | 16.1 | 48 | 4.1
1976-09-06 | 22:00 | 15 | 51 | 3.6
1976-09-06 | 23:00 | 14.4 | 53 | 3.1
1976-09-06 | 24:00 | 13.9 | 55 | 4.1
1976-09-07 | 1:00 | 13.9 | 53 | 5.2
1976-09-07 | 2:00 | 13.3 | 55 | 7.2
1976-09-07 | 3:00 | 12.8 | 57 | 4.1
1976-09-07 | 4:00 | 12.8 | 59 | 7.2
1976-09-07 | 5:00 | 12.2 | 62 | 7.2
1976-09-07 | 6:00 | 12.8 | 57 | 6.7
1976-09-07 | 7:00 | 13.9 | 53 | 6.2
1976-09-07 | 8:00 | 16.7 | 45 | 8.2
1976-09-07 | 9:00 | 18.3 | 40 | 7.2
1976-09-07 | 10:00 | 19.4 | 37 | 7.2
1976-09-07 | 11:00 | 20.6 | 32 | 7.2
1976-09-07 | 12:00 | 22.2 | 29 | 7.2
1976-09-07 | 13:00 | 22.2 | 34 | 8.2
1976-09-07 | 14:00 | 21.1 | 41 | 10.3
1976-09-07 | 15:00 | 21.1 | 44 | 8.2
1976-09-07 | 16:00 | 21.1 | 47 | 6.7
1976-09-07 | 17:00 | 21.7 | 46 | 5.7
1976-09-07 | 18:00 | 21.1 | 51 | 4.6
1976-09-07 | 19:00 | 20.6 | 55 | 6.2
1976-09-07 | 20:00 | 20 | 59 | 4.6
1976-09-07 | 21:00 | 19.4 | 61 | 5.2
1976-09-07 | 22:00 | 18.3 | 65 | 3.6
1976-09-07 | 23:00 | 17.8 | 68 | 2.6
1976-09-07 | 24:00 | 17.8 | 68 | 4.6
1976-09-08 | 1:00 | 16.7 | 73 | 3.1
1976-09-08 | 2:00 | 16.1 | 75 | 3.1
1976-09-08 | 3:00 | 15.6 | 78 | 2.6
1976-09-08 | 4:00 | 15 | 81 | 4.1
1976-09-08 | 5:00 | 14.4 | 81 | 3.1
1976-09-08 | 6:00 | 14.4 | 84 | 3.1
1976-09-08 | 7:00 | 16.7 | 75 | 3.1
1976-09-08 | 8:00 | 19.4 | 66 | 4.1
1976-09-08 | 9:00 | 21.1 | 57 | 5.7
1976-09-08 | 10:00 | 21.7 | 55 | 5.2
1976-09-08 | 11:00 | 23.3 | 37 | 6.2
1976-09-08 | 12:00 | 23.9 | 34 | 7.2
1976-09-08 | 13:00 | 25 | 31 | 5.2
1976-09-08 | 14:00 | 18.3 | 70 | 6.7
1976-09-08 | 15:00 | 17.8 | 70 | 5.7
1976-09-08 | 16:00 | 17.8 | 68 | 5.2
1976-09-08 | 17:00 | 16.7 | 75 | 4.1
1976-09-08 | 18:00 | 16.1 | 78 | 4.1
1976-09-08 | 19:00 | 15.6 | 81 | 4.6
1976-09-08 | 20:00 | 15 | 84 | 2.1
1976-09-08 | 21:00 | 15 | 84 | 1.5
1976-09-08 | 22:00 | 15 | 84 | 1.5
1976-09-08 | 23:00 | 14.4 | 84 | 2.6
1976-09-08 | 24:00 | 15 | 81 | 0.5
1976-09-09 | 1:00 | 13.3 | 90 | 2.1
1976-09-09 | 2:00 | 13.9 | 83 | 1.5
1976-09-09 | 3:00 | 12.8 | 86 | 2.6
1976-09-09 | 4:00 | 12.2 | 86 | 2.1
1976-09-09 | 5:00 | 12.2 | 86 | 1.5
1976-09-09 | 6:00 | 12.2 | 86 | 1.5
1976-09-09 | 7:00 | 13.9 | 80 | 2.1
1976-09-09 | 8:00 | 16.7 | 75 | 1.5
1976-09-09 | 9:00 | 17.8 | 73 | 1.5
1976-09-09 | 10:00 | 18.9 | 70 | 3.6
1976-09-09 | 11:00 | 20 | 55 | 2.6
1976-09-09 | 12:00 | 21.1 | 42 | 3.6
1976-09-09 | 13:00 | 21.7 | 44 | 4.6
1976-09-09 | 14:00 | 19.4 | 70 | 6.2
1976-09-09 | 15:00 | 19.4 | 70 | 5.7
1976-09-09 | 16:00 | 19.4 | 70 | 5.2
1976-09-09 | 17:00 | 20 | 66 | 4.6
1976-09-09 | 18:00 | 17.8 | 75 | 4.6
1976-09-09 | 19:00 | 16.7 | 78 | 3.6
1976-09-09 | 20:00 | 17.2 | 75 | 6.2
1976-09-09 | 21:00 | 16.7 | 78 | 4.6
1976-09-09 | 22:00 | 16.1 | 78 | 4.1
1976-09-09 | 23:00 | 15 | 87 | 3.1
1976-09-09 | 24:00 | 14.4 | 90 | 2.1
1976-09-10 | 1:00 | 15 | 87 | 3.6
1976-09-10 | 2:00 | 15.6 | 87 | 2.6
1976-09-10 | 3:00 | 15 | 90 | 3.6
1976-09-10 | 4:00 | 15 | 90 | 2.1
1976-09-10 | 5:00 | 15 | 93 | 3.6
1976-09-10 | 6:00 | 15 | 93 | 2.6
1976-09-10 | 7:00 | 16.7 | 90 | 2.1
1976-09-10 | 8:00 | 19.4 | 81 | 4.6
1976-09-10 | 9:00 | 21.1 | 79 | 6.2
1976-09-10 | 10:00 | 21.1 | 76 | 4.6
1976-09-10 | 11:00 | 22.2 | 73 | 6.2
1976-09-10 | 12:00 | 22.8 | 71 | 5.2
1976-09-10 | 13:00 | 21.7 | 76 | 6.2
1976-09-10 | 14:00 | 18.9 | 84 | 5.7
1976-09-10 | 15:00 | 18.9 | 84 | 5.7
1976-09-10 | 16:00 | 20 | 81 | 4.1
1976-09-10 | 17:00 | 20 | 84 | 5.2
1976-09-10 | 18:00 | 20 | 87 | 6.2
1976-09-10 | 19:00 | 20.6 | 87 | 7.2
1976-09-10 | 20:00 | 21.1 | 87 | 6.7
1976-09-10 | 21:00 | 21.1 | 87 | 5.2
1976-09-10 | 22:00 | 20.6 | 90 | 6.2
1976-09-10 | 23:00 | 20 | 90 | 5.7
1976-09-10 | 24:00 | 18.3 | 87 | 6.7
1976-09-11 | 1:00 | 17.2 | 84 | 7.2
1976-09-11 | 2:00 | 16.7 | 84 | 4.1
1976-09-11 | 3:00 | 16.1 | 84 | 3.6
1976-09-11 | 4:00 | 15.6 | 87 | 4.1
1976-09-11 | 5:00 | 15.6 | 87 | 5.2
1976-09-11 | 6:00 | 15.6 | 84 | 5.2
1976-09-11 | 7:00 | 15.6 | 84 | 3.1
1976-09-11 | 8:00 | 17.2 | 60 | 5.2
1976-09-11 | 9:00 | 17.8 | 58 | 3.6
1976-09-11 | 10:00 | 18.9 | 52 | 4.1
1976-09-11 | 11:00 | 15.6 | 70 | 3.6
1976-09-11 | 12:00 | 21.1 | 49 | 6.2
1976-09-11 | 13:00 | 21.1 | 47 | 5.7
1976-09-11 | 14:00 | 21.7 | 43 | 5.7
1976-09-11 | 15:00 | 21.7 | 44 | 6.2
1976-09-11 | 16:00 | 21.1 | 41 | 5.7
1976-09-11 | 17:00 | 20.6 | 42 | 5.7
1976-09-11 | 18:00 | 18.9 | 49 | 6.7
1976-09-11 | 19:00 | 17.8 | 54 | 6.2
1976-09-11 | 20:00 | 17.2 | 60 | 5.7
1976-09-11 | 21:00 | 16.1 | 65 | 5.2
1976-09-11 | 22:00 | 16.1 | 67 | 3.6
1976-09-11 | 23:00 | 16.7 | 60 | 7.2
1976-09-11 | 24:00 | 15.6 | 65 | 6.2
1976-09-12 | 1:00 | 15 | 67 | 5.2
1976-09-12 | 2:00 | 14.4 | 67 | 6.7
1976-09-12 | 3:00 | 14.4 | 67 | 6.2
1976-09-12 | 4:00 | 13.9 | 69 | 5.7
1976-09-12 | 5:00 | 13.3 | 72 | 5.2
1976-09-12 | 6:00 | 13.3 | 69 | 5.7
1976-09-12 | 7:00 | 13.9 | 67 | 6.7
1976-09-12 | 8:00 | 15.6 | 60 | 7.7
1976-09-12 | 9:00 | 17.2 | 54 | 6.2
1976-09-12 | 10:00 | 18.9 | 49 | 5.7
1976-09-12 | 11:00 | 20 | 45 | 6.7
1976-09-12 | 12:00 | 20.6 | 44 | 6.2
1976-09-12 | 13:00 | 21.1 | 44 | 6.2
1976-09-12 | 14:00 | 22.2 | 41 | 5.7
1976-09-12 | 15:00 | 22.2 | 41 | 4.1
1976-09-12 | 16:00 | 22.2 | 40 | 4.6
1976-09-12 | 17:00 | 22.2 | 41 | 4.1
1976-09-12 | 18:00 | 21.1 | 44 | 3.6
1976-09-12 | 19:00 | 20 | 47 | 3.6
1976-09-12 | 20:00 | 18.9 | 52 | 2.6
1976-09-12 | 21:00 | 18.3 | 56 | 1
1976-09-12 | 22:00 | 16.1 | 70 | 2.1
1976-09-12 | 23:00 | 15.6 | 75 | 1.5
1976-09-12 | 24:00 | 15 | 84 | 2.1
1976-09-13 | 1:00 | 15.6 | 75 | 2.6
1976-09-13 | 2:00 | 15.6 | 75 | 3.1
1976-09-13 | 3:00 | 16.1 | 75 | 3.1
1976-09-13 | 4:00 | 16.1 | 72 | 3.1
1976-09-13 | 5:00 | 15 | 78 | 3.1
1976-09-13 | 6:00 | 15 | 81 | 2.6
1976-09-13 | 7:00 | 17.2 | 73 | 3.1
1976-09-13 | 8:00 | 18.9 | 68 | 3.1
1976-09-13 | 9:00 | 21.1 | 59 | 3.1
1976-09-13 | 10:00 | 22.2 | 55 | 2.1
1976-09-13 | 11:00 | 24.4 | 50 | 2.6
1976-09-13 | 12:00 | 24.4 | 50 | 0
1976-09-13 | 13:00 | 25.6 | 49 | 0
1976-09-13 | 14:00 | 26.1 | 49 | 4.1
1976-09-13 | 15:00 | 27.2 | 47 | 4.6
1976-09-13 | 16:00 | 27.8 | 47 | 4.6
1976-09-13 | 17:00 | 26.7 | 52 | 5.7
1976-09-13 | 18:00 | 25 | 58 | 4.6
1976-09-13 | 19:00 | 23.9 | 64 | 4.6
1976-09-13 | 20:00 | 22.8 | 69 | 3.6
1976-09-13 | 21:00 | 21.1 | 73 | 3.1
1976-09-13 | 22:00 | 20 | 76 | 2.6
1976-09-13 | 23:00 | 21.7 | 66 | 4.1
1976-09-13 | 24:00 | 20 | 73 | 3.1
1976-09-14 | 1:00 | 18.9 | 78 | 2.6
1976-09-14 | 2:00 | 18.3 | 78 | 2.6
1976-09-14 | 3:00 | 17.8 | 81 | 3.1
1976-09-14 | 4:00 | 17.2 | 84 | 1.5
1976-09-14 | 5:00 | 16.7 | 87 | 2.1
1976-09-14 | 6:00 | 17.8 | 81 | 3.1
1976-09-14 | 7:00 | 18.3 | 78 | 2.1
1976-09-14 | 8:00 | 22.2 | 64 | 2.1
1976-09-14 | 9:00 | 26.1 | 50 | 4.6
1976-09-14 | 10:00 | 27.2 | 47 | 2.6
1976-09-14 | 11:00 | 28.9 | 41 | 3.1
1976-09-14 | 12:00 | 29.4 | 40 | 2.1
1976-09-14 | 13:00 | 30 | 40 | 3.6
1976-09-14 | 14:00 | 31.1 | 36 | 4.6
1976-09-14 | 15:00 | 31.1 | 36 | 5.2
1976-09-14 | 16:00 | 29.4 | 40 | 6.7
1976-09-14 | 17:00 | 28.9 | 46 | 6.2
1976-09-14 | 18:00 | 25.6 | 58 | 4.6
1976-09-14 | 19:00 | 23.3 | 66 | 3.6
1976-09-14 | 20:00 | 23.3 | 64 | 4.6
1976-09-14 | 21:00 | 22.2 | 68 | 4.1
1976-09-14 | 22:00 | 21.7 | 71 | 4.6
1976-09-14 | 23:00 | 21.7 | 71 | 4.1
1976-09-14 | 24:00 | 20.6 | 73 | 3.6
1976-09-15 | 1:00 | 20.6 | 73 | 3.6
1976-09-15 | 2:00 | 20 | 76 | 2.6
1976-09-15 | 3:00 | 18.3 | 81 | 2.6
1976-09-15 | 4:00 | 18.3 | 81 | 2.6
1976-09-15 | 5:00 | 17.2 | 87 | 2.1
1976-09-15 | 6:00 | 18.3 | 81 | 2.6
1976-09-15 | 7:00 | 19.4 | 78 | 2.1
1976-09-15 | 8:00 | 20.6 | 73 | 2.1
1976-09-15 | 9:00 | 22.2 | 66 | 2.6
1976-09-15 | 10:00 | 24.4 | 62 | 3.1
1976-09-15 | 11:00 | 25 | 62 | 3.6
1976-09-15 | 12:00 | 26.1 | 58 | 4.1
1976-09-15 | 13:00 | 26.1 | 60 | 4.6
1976-09-15 | 14:00 | 26.7 | 58 | 4.6
1976-09-15 | 15:00 | 26.1 | 52 | 6.7
1976-09-15 | 16:00 | 25.6 | 54 | 5.7
1976-09-15 | 17:00 | 25 | 58 | 5.7
1976-09-15 | 18:00 | 23.9 | 64 | 5.7
1976-09-15 | 19:00 | 23.3 | 66 | 4.1
1976-09-15 | 20:00 | 21.7 | 76 | 3.6
1976-09-15 | 21:00 | 21.7 | 76 | 4.1
1976-09-15 | 22:00 | 20.6 | 79 | 4.6
1976-09-15 | 23:00 | 20 | 81 | 3.1
1976-09-15 | 24:00 | 20 | 81 | 2.6
1976-09-16 | 1:00 | 19.4 | 84 | 2.6
1976-09-16 | 2:00 | 18.9 | 87 | 3.6
1976-09-16 | 3:00 | 18.3 | 90 | 3.1
1976-09-16 | 4:00 | 18.3 | 87 | 4.1
1976-09-16 | 5:00 | 18.3 | 90 | 3.6
1976-09-16 | 6:00 | 17.2 | 93 | 2.1
1976-09-16 | 7:00 | 19.4 | 84 | 3.1
1976-09-16 | 8:00 | 20.6 | 79 | 1.5
1976-09-16 | 9:00 | 21.7 | 76 | 1
1976-09-16 | 10:00 | 23.3 | 66 | 2.6
1976-09-16 | 11:00 | 23.3 | 66 | 3.6
1976-09-16 | 12:00 | 20.6 | 79 | 4.6
1976-09-16 | 13:00 | 20.6 | 76 | 4.6
1976-09-16 | 14:00 | 21.1 | 73 | 3.1
1976-09-16 | 15:00 | 20.6 | 73 | 5.2
1976-09-16 | 16:00 | 18.3 | 81 | 4.1
1976-09-16 | 17:00 | 17.2 | 87 | 6.2
1976-09-16 | 18:00 | 17.2 | 87 | 4.1
1976-09-16 | 19:00 | 17.2 | 87 | 1
1976-09-16 | 20:00 | 16.1 | 93 | 3.6
1976-09-16 | 21:00 | 15.6 | 97 | 3.1
1976-09-16 | 22:00 | 15.6 | 97 | 1.5
1976-09-16 | 23:00 | 16.1 | 93 | 1.5
1976-09-16 | 24:00 | 16.7 | 93 | 2.6
1976-09-17 | 1:00 | 17.2 | 90 | 2.6
1976-09-17 | 2:00 | 17.8 | 90 | 3.1
1976-09-17 | 3:00 | 17.2 | 90 | 3.1
1976-09-17 | 4:00 | 17.2 | 90 | 2.6
1976-09-17 | 5:00 | 16.7 | 93 | 3.6
1976-09-17 | 6:00 | 17.2 | 93 | 3.6
1976-09-17 | 7:00 | 17.2 | 93 | 3.6
1976-09-17 | 8:00 | 17.8 | 93 | 5.2
1976-09-17 | 9:00 | 18.3 | 93 | 5.7
1976-09-17 | 10:00 | 18.3 | 93 | 3.6
1976-09-17 | 11:00 | 18.3 | 97 | 5.2
1976-09-17 | 12:00 | 19.4 | 93 | 4.1
1976-09-17 | 13:00 | 20 | 90 | 5.2
1976-09-17 | 14:00 | 20 | 87 | 4.6
1976-09-17 | 15:00 | 20 | 87 | 5.7
1976-09-17 | 16:00 | 18.3 | 97 | 4.6
1976-09-17 | 17:00 | 18.3 | 97 | 3.1
1976-09-17 | 18:00 | 18.3 | 97 | 3.1
1976-09-17 | 19:00 | 18.9 | 93 | 2.6
1976-09-17 | 20:00 | 18.3 | 97 | 2.1
1976-09-17 | 21:00 | 18.3 | 97 | 1
1976-09-17 | 22:00 | 18.3 | 97 | 1
1976-09-17 | 23:00 | 17.8 | 97 | 2.1
1976-09-17 | 24:00 | 17.8 | 97 | 1.5
1976-09-18 | 1:00 | 17.2 | 100 | 2.6
1976-09-18 | 2:00 | 17.8 | 97 | 1.5
1976-09-18 | 3:00 | 17.8 | 97 | 1
1976-09-18 | 4:00 | 17.8 | 97 | 0.5
1976-09-18 | 5:00 | 16.7 | 100 | 1.5
1976-09-18 | 6:00 | 17.2 | 100 | 1.5
1976-09-18 | 7:00 | 18.9 | 90 | 1.5
1976-09-18 | 8:00 | 20 | 93 | 2.1
1976-09-18 | 9:00 | 21.1 | 87 | 0.5
1976-09-18 | 10:00 | 23.3 | 79 | 4.6
1976-09-18 | 11:00 | 25.6 | 67 | 5.7
1976-09-18 | 12:00 | 26.7 | 56 | 7.2
1976-09-18 | 13:00 | 26.7 | 52 | 7.7
1976-09-18 | 14:00 | 26.1 | 56 | 5.7
1976-09-18 | 15:00 | 26.1 | 56 | 6.2
1976-09-18 | 16:00 | 26.1 | 52 | 7.7
1976-09-18 | 17:00 | 23.9 | 69 | 6.2
1976-09-18 | 18:00 | 22.2 | 73 | 5.2
1976-09-18 | 19:00 | 21.7 | 76 | 4.1
1976-09-18 | 20:00 | 21.7 | 73 | 4.1
1976-09-18 | 21:00 | 21.1 | 76 | 5.2
1976-09-18 | 22:00 | 20.6 | 79 | 4.1
1976-09-18 | 23:00 | 20 | 81 | 5.2
1976-09-18 | 24:00 | 19.4 | 81 | 4.6
1976-09-19 | 1:00 | 18.9 | 84 | 4.1
1976-09-19 | 2:00 | 18.9 | 84 | 4.6
1976-09-19 | 3:00 | 18.9 | 81 | 4.1
1976-09-19 | 4:00 | 17.8 | 87 | 3.1
1976-09-19 | 5:00 | 17.8 | 87 | 3.1
1976-09-19 | 6:00 | 17.2 | 87 | 3.1
1976-09-19 | 7:00 | 18.3 | 84 | 2.6
1976-09-19 | 8:00 | 20 | 76 | 4.6
1976-09-19 | 9:00 | 22.2 | 64 | 2.6
1976-09-19 | 10:00 | 22.8 | 62 | 4.1
1976-09-19 | 11:00 | 23.9 | 60 | 7.2
1976-09-19 | 12:00 | 25 | 56 | 4.1
1976-09-19 | 13:00 | 25 | 54 | 4.1
1976-09-19 | 14:00 | 25 | 54 | 5.2
1976-09-19 | 15:00 | 25 | 54 | 6.2
1976-09-19 | 16:00 | 25.6 | 52 | 5.7
1976-09-19 | 17:00 | 25 | 54 | 3.6
1976-09-19 | 18:00 | 23.9 | 56 | 3.1
1976-09-19 | 19:00 | 22.2 | 64 | 2.6
1976-09-19 | 20:00 | 21.1 | 71 | 2.6
1976-09-19 | 21:00 | 21.7 | 66 | 2.6
1976-09-19 | 22:00 | 21.1 | 71 | 3.6
1976-09-19 | 23:00 | 21.1 | 71 | 4.6
1976-09-19 | 24:00 | 20 | 76 | 4.6
1976-09-20 | 1:00 | 20.6 | 71 | 4.6
1976-09-20 | 2:00 | 18.3 | 78 | 3.6
1976-09-20 | 3:00 | 18.3 | 75 | 3.6
1976-09-20 | 4:00 | 18.3 | 73 | 5.7
1976-09-20 | 5:00 | 18.3 | 68 | 4.1
1976-09-20 | 6:00 | 17.8 | 68 | 3.6
1976-09-20 | 7:00 | 18.9 | 63 | 3.1
1976-09-20 | 8:00 | 20 | 63 | 5.7
1976-09-20 | 9:00 | 22.2 | 59 | 4.6
1976-09-20 | 10:00 | 23.3 | 58 | 3.1
1976-09-20 | 11:00 | 25.6 | 52 | 5.7
1976-09-20 | 12:00 | 26.7 | 47 | 6.2
1976-09-20 | 13:00 | 27.2 | 46 | 11.3
1976-09-20 | 14:00 | 26.7 | 45 | 6.7
1976-09-20 | 15:00 | 27.2 | 46 | 6.7
1976-09-20 | 16:00 | 26.7 | 47 | 6.7
1976-09-20 | 17:00 | 25.6 | 50 | 6.2
1976-09-20 | 18:00 | 23.3 | 62 | 4.6
1976-09-20 | 19:00 | 22.2 | 68 | 5.2
1976-09-20 | 20:00 | 22.2 | 68 | 6.2
1976-09-20 | 21:00 | 22.2 | 66 | 6.2
1976-09-20 | 22:00 | 21.1 | 71 | 6.2
1976-09-20 | 23:00 | 19.4 | 84 | 5.2
1976-09-20 | 24:00 | 18.9 | 90 | 4.6
1976-09-21 | 1:00 | 19.4 | 87 | 4.1
1976-09-21 | 2:00 | 19.4 | 87 | 7.2
1976-09-21 | 3:00 | 18.9 | 90 | 3.1
1976-09-21 | 4:00 | 18.3 | 93 | 4.6
1976-09-21 | 5:00 | 18.3 | 90 | 6.2
1976-09-21 | 6:00 | 18.3 | 90 | 4.6
1976-09-21 | 7:00 | 18.9 | 87 | 3.6
1976-09-21 | 8:00 | 21.1 | 73 | 6.2
1976-09-21 | 9:00 | 21.1 | 73 | 5.7
1976-09-21 | 10:00 | 22.2 | 68 | 4.6
1976-09-21 | 11:00 | 23.3 | 58 | 6.7
1976-09-21 | 12:00 | 23.3 | 58 | 5.2
1976-09-21 | 13:00 | 22.8 | 57 | 6.7
1976-09-21 | 14:00 | 23.3 | 52 | 6.7
1976-09-21 | 15:00 | 22.2 | 51 | 6.2
1976-09-21 | 16:00 | 20.6 | 57 | 5.2
1976-09-21 | 17:00 | 20 | 55 | 4.6
1976-09-21 | 18:00 | 20 | 55 | 4.6
1976-09-21 | 19:00 | 19.4 | 57 | 4.6
1976-09-21 | 20:00 | 18.9 | 57 | 4.1
1976-09-21 | 21:00 | 18.3 | 52 | 3.6
1976-09-21 | 22:00 | 17.8 | 56 | 5.7
1976-09-21 | 23:00 | 16.1 | 60 | 6.2
1976-09-21 | 24:00 | 16.1 | 60 | 6.2
1976-09-22 | 1:00 | 15 | 65 | 4.6
1976-09-22 | 2:00 | 12.8 | 72 | 4.6
1976-09-22 | 3:00 | 12.8 | 72 | 4.6
1976-09-22 | 4:00 | 12.2 | 72 | 3.1
1976-09-22 | 5:00 | 11.7 | 74 | 3.6
1976-09-22 | 6:00 | 11.7 | 74 | 2.6
1976-09-22 | 7:00 | 13.9 | 64 | 3.1
1976-09-22 | 8:00 | 15.6 | 62 | 3.1
1976-09-22 | 9:00 | 15.6 | 62 | 3.1
1976-09-22 | 10:00 | 16.7 | 63 | 4.1
1976-09-22 | 11:00 | 17.2 | 65 | 5.2
1976-09-22 | 12:00 | 18.3 | 54 | 4.6
1976-09-22 | 13:00 | 19.4 | 47 | 6.2
1976-09-22 | 14:00 | 18.3 | 56 | 6.7
1976-09-22 | 15:00 | 18.9 | 47 | 6.7
1976-09-22 | 16:00 | 18.9 | 43 | 6.7
1976-09-22 | 17:00 | 18.3 | 45 | 5.2
1976-09-22 | 18:00 | 17.2 | 43 | 4.6
1976-09-22 | 19:00 | 17.2 | 48 | 3.6
1976-09-22 | 20:00 | 16.7 | 48 | 5.7
1976-09-22 | 21:00 | 15 | 56 | 4.1
1976-09-22 | 22:00 | 13.9 | 62 | 4.6
1976-09-22 | 23:00 | 12.8 | 64 | 4.6
1976-09-22 | 24:00 | 13.3 | 53 | 5.7
1976-09-23 | 1:00 | 13.3 | 51 | 6.7
1976-09-23 | 2:00 | 13.3 | 49 | 7.7
1976-09-23 | 3:00 | 12.2 | 55 | 5.7
1976-09-23 | 4:00 | 11.1 | 59 | 6.2
1976-09-23 | 5:00 | 10 | 64 | 4.1
1976-09-23 | 6:00 | 9.4 | 69 | 4.1
1976-09-23 | 7:00 | 11.1 | 64 | 5.2
1976-09-23 | 8:00 | 13.9 | 49 | 5.7
1976-09-23 | 9:00 | 15 | 48 | 6.2
1976-09-23 | 10:00 | 16.1 | 43 | 6.2
1976-09-23 | 11:00 | 17.8 | 40 | 6.2
1976-09-23 | 12:00 | 18.9 | 40 | 7.7
1976-09-23 | 13:00 | 20.6 | 39 | 7.2
1976-09-23 | 14:00 | 21.1 | 39 | 7.7
1976-09-23 | 15:00 | 21.1 | 41 | 11.3
1976-09-23 | 16:00 | 20.6 | 44 | 8.2
1976-09-23 | 17:00 | 18.9 | 54 | 9.3
1976-09-23 | 18:00 | 17.8 | 58 | 8.2
1976-09-23 | 19:00 | 17.2 | 63 | 6.2
1976-09-23 | 20:00 | 16.7 | 67 | 6.2
1976-09-23 | 21:00 | 16.7 | 70 | 7.2
1976-09-23 | 22:00 | 16.7 | 75 | 6.7
1976-09-23 | 23:00 | 17.2 | 75 | 6.2
1976-09-23 | 24:00 | 17.8 | 78 | 4.6
1976-09-24 | 1:00 | 17.8 | 81 | 4.6
1976-09-24 | 2:00 | 17.2 | 84 | 4.1
1976-09-24 | 3:00 | 17.2 | 84 | 5.2
1976-09-24 | 4:00 | 16.1 | 54 | 5.2
1976-09-24 | 5:00 | 15 | 42 | 5.7
1976-09-24 | 6:00 | 14.4 | 44 | 5.7
1976-09-24 | 7:00 | 13.9 | 40 | 3.1
1976-09-24 | 8:00 | 13.9 | 42 | 4.6
1976-09-24 | 9:00 | 13.9 | 40 | 4.1
1976-09-24 | 10:00 | 14.4 | 42 | 4.1
1976-09-24 | 11:00 | 16.1 | 39 | 4.1
1976-09-24 | 12:00 | 17.8 | 34 | 4.1
1976-09-24 | 13:00 | 18.9 | 32 | 1.5
1976-09-24 | 14:00 | 17.8 | 40 | 4.1
1976-09-24 | 15:00 | 17.8 | 37 | 3.6
1976-09-24 | 16:00 | 17.8 | 37 | 4.1
1976-09-24 | 17:00 | 16.7 | 46 | 4.1
1976-09-24 | 18:00 | 15 | 62 | 3.6
1976-09-24 | 19:00 | 13.9 | 67 | 4.1
1976-09-24 | 20:00 | 13.3 | 72 | 3.1
1976-09-24 | 21:00 | 12.8 | 69 | 1.5
1976-09-24 | 22:00 | 13.3 | 55 | 4.1
1976-09-24 | 23:00 | 12.2 | 59 | 4.1
1976-09-24 | 24:00 | 11.1 | 61 | 3.1
1976-09-25 | 1:00 | 10.6 | 61 | 3.6
1976-09-25 | 2:00 | 10 | 61 | 3.6
1976-09-25 | 3:00 | 8.9 | 66 | 4.1
1976-09-25 | 4:00 | 8.9 | 66 | 4.1
1976-09-25 | 5:00 | 8.9 | 66 | 4.1
1976-09-25 | 6:00 | 8.3 | 68 | 3.6
1976-09-25 | 7:00 | 10 | 66 | 2.6
1976-09-25 | 8:00 | 12.8 | 59 | 2.6
1976-09-25 | 9:00 | 14.4 | 60 | 3.1
1976-09-25 | 10:00 | 16.1 | 50 | 2.6
1976-09-25 | 11:00 | 17.2 | 38 | 4.1
1976-09-25 | 12:00 | 18.3 | 36 | 5.2
1976-09-25 | 13:00 | 18.9 | 36 | 5.2
1976-09-25 | 14:00 | 20 | 35 | 4.1
1976-09-25 | 15:00 | 20 | 33 | 6.2
1976-09-25 | 16:00 | 20 | 33 | 6.2
1976-09-25 | 17:00 | 18.3 | 37 | 3.1
1976-09-25 | 18:00 | 17.2 | 40 | 3.6
1976-09-25 | 19:00 | 16.7 | 41 | 1.5
1976-09-25 | 20:00 | 13.9 | 67 | 3.1
1976-09-25 | 21:00 | 13.3 | 75 | 2.6
1976-09-25 | 22:00 | 14.4 | 67 | 4.1
1976-09-25 | 23:00 | 13.3 | 69 | 2.6
1976-09-25 | 24:00 | 12.8 | 75 | 3.1
1976-09-26 | 1:00 | 12.2 | 77 | 2.1
1976-09-26 | 2:00 | 12.8 | 75 | 2.1
1976-09-26 | 3:00 | 12.2 | 77 | 1.5
1976-09-26 | 4:00 | 11.7 | 80 | 1
1976-09-26 | 5:00 | 11.7 | 83 | 1.5
1976-09-26 | 6:00 | 11.1 | 86 | 2.1
1976-09-26 | 7:00 | 13.3 | 80 | 1.5
1976-09-26 | 8:00 | 14.4 | 78 | 1.5
1976-09-26 | 9:00 | 14.4 | 78 | 2.6
1976-09-26 | 10:00 | 16.1 | 72 | 2.1
1976-09-26 | 11:00 | 18.9 | 63 | 3.6
1976-09-26 | 12:00 | 18.9 | 65 | 3.1
1976-09-26 | 13:00 | 21.1 | 51 | 5.2
1976-09-26 | 14:00 | 21.1 | 47 | 5.2
1976-09-26 | 15:00 | 18.9 | 57 | 6.2
1976-09-26 | 16:00 | 18.3 | 54 | 6.2
1976-09-26 | 17:00 | 17.2 | 65 | 5.7
1976-09-26 | 18:00 | 16.1 | 78 | 5.2
1976-09-26 | 19:00 | 15.6 | 84 | 6.2
1976-09-26 | 20:00 | 15.6 | 87 | 6.2
1976-09-26 | 21:00 | 15.6 | 90 | 4.1
1976-09-26 | 22:00 | 16.1 | 90 | 3.6
1976-09-26 | 23:00 | 16.7 | 93 | 3.6
1976-09-26 | 24:00 | 17.2 | 93 | 4.1
1976-09-27 | 1:00 | 18.9 | 90 | 6.7
1976-09-27 | 2:00 | 18.9 | 87 | 4.1
1976-09-27 | 3:00 | 18.3 | 93 | 3.6
1976-09-27 | 4:00 | 18.3 | 87 | 6.2
1976-09-27 | 5:00 | 18.3 | 90 | 6.2
1976-09-27 | 6:00 | 18.9 | 90 | 6.2
1976-09-27 | 7:00 | 19.4 | 90 | 6.2
1976-09-27 | 8:00 | 20.6 | 84 | 7.2
1976-09-27 | 9:00 | 22.2 | 79 | 7.2
1976-09-27 | 10:00 | 22.8 | 74 | 6.7
1976-09-27 | 11:00 | 22.8 | 74 | 6.7
1976-09-27 | 12:00 | 23.3 | 71 | 5.7
1976-09-27 | 13:00 | 22.8 | 74 | 5.2
1976-09-27 | 14:00 | 22.8 | 74 | 5.2
1976-09-27 | 15:00 | 22.2 | 79 | 4.6
1976-09-27 | 16:00 | 21.1 | 84 | 3.6
1976-09-27 | 17:00 | 20.6 | 90 | 3.1
1976-09-27 | 18:00 | 20.6 | 90 | 4.1
1976-09-27 | 19:00 | 20 | 93 | 5.2
1976-09-27 | 20:00 | 17.8 | 90 | 6.2
1976-09-27 | 21:00 | 17.2 | 90 | 4.1
1976-09-27 | 22:00 | 15.6 | 93 | 5.2
1976-09-27 | 23:00 | 14.4 | 93 | 5.7
1976-09-27 | 24:00 | 13.9 | 93 | 6.2
1976-09-28 | 1:00 | 13.9 | 90 | 5.2
1976-09-28 | 2:00 | 13.3 | 96 | 5.2
1976-09-28 | 3:00 | 13.9 | 90 | 4.1
1976-09-28 | 4:00 | 13.3 | 93 | 5.2
1976-09-28 | 5:00 | 13.3 | 90 | 4.1
1976-09-28 | 6:00 | 13.3 | 87 | 4.1
1976-09-28 | 7:00 | 13.3 | 87 | 4.1
1976-09-28 | 8:00 | 13.9 | 80 | 5.2
1976-09-28 | 9:00 | 16.1 | 72 | 4.6
1976-09-28 | 10:00 | 17.2 | 60 | 6.2
1976-09-28 | 11:00 | 17.2 | 58 | 5.7
1976-09-28 | 12:00 | 17.2 | 54 | 5.7
1976-09-28 | 13:00 | 18.3 | 47 | 6.2
1976-09-28 | 14:00 | 18.9 | 43 | 6.7
1976-09-28 | 15:00 | 18.3 | 42 | 6.2
1976-09-28 | 16:00 | 16.7 | 45 | 5.2
1976-09-28 | 17:00 | 16.7 | 46 | 4.6
1976-09-28 | 18:00 | 15 | 51 | 3.1
1976-09-28 | 19:00 | 13.9 | 55 | 2.6
1976-09-28 | 20:00 | 12.8 | 62 | 2.1
1976-09-28 | 21:00 | 12.2 | 64 | 3.1
1976-09-28 | 22:00 | 11.1 | 61 | 2.1
1976-09-28 | 23:00 | 11.1 | 59 | 2.1
1976-09-28 | 24:00 | 10.6 | 64 | 2.6
1976-09-29 | 1:00 | 9.4 | 69 | 2.1
1976-09-29 | 2:00 | 9.4 | 69 | 2.6
1976-09-29 | 3:00 | 8.9 | 77 | 1.5
1976-09-29 | 4:00 | 8.3 | 77 | 3.1
1976-09-29 | 5:00 | 8.9 | 74 | 2.6
1976-09-29 | 6:00 | 7.8 | 80 | 3.6
1976-09-29 | 7:00 | 9.4 | 71 | 4.1
1976-09-29 | 8:00 | 10.6 | 59 | 4.6
1976-09-29 | 9:00 | 12.2 | 53 | 5.7
1976-09-29 | 10:00 | 13.9 | 47 | 6.2
1976-09-29 | 11:00 | 15.6 | 46 | 5.7
1976-09-29 | 12:00 | 16.7 | 45 | 5.7
1976-09-29 | 13:00 | 17.8 | 43 | 6.7
1976-09-29 | 14:00 | 18.3 | 40 | 6.2
1976-09-29 | 15:00 | 18.9 | 40 | 7.7
1976-09-29 | 16:00 | 18.3 | 42 | 9.3
1976-09-29 | 17:00 | 17.8 | 47 | 8.2
1976-09-29 | 18:00 | 16.1 | 52 | 5.7
1976-09-29 | 19:00 | 15 | 58 | 5.2
1976-09-29 | 20:00 | 14.4 | 60 | 5.7
1976-09-29 | 21:00 | 13.9 | 64 | 5.7
1976-09-29 | 22:00 | 12.8 | 69 | 5.2
1976-09-29 | 23:00 | 12.8 | 69 | 5.2
1976-09-29 | 24:00 | 13.3 | 67 | 5.2
1976-09-30 | 1:00 | 12.8 | 69 | 5.2
1976-09-30 | 2:00 | 12.8 | 69 | 4.6
1976-09-30 | 3:00 | 12.8 | 69 | 6.2
1976-09-30 | 4:00 | 11.7 | 74 | 4.6
1976-09-30 | 5:00 | 11.7 | 72 | 4.1
1976-09-30 | 6:00 | 11.7 | 74 | 3.6
1976-09-30 | 7:00 | 13.3 | 67 | 3.1
1976-09-30 | 8:00 | 15.6 | 62 | 4.1
1976-09-30 | 9:00 | 16.7 | 60 | 4.1
1976-09-30 | 10:00 | 18.3 | 56 | 4.1
1976-09-30 | 11:00 | 18.3 | 56 | 2.1
1976-09-30 | 12:00 | 18.3 | 56 | 2.6
1976-09-30 | 13:00 | 18.9 | 57 | 2.6
1976-09-30 | 14:00 | 19.4 | 53 | 2.1
1976-09-30 | 15:00 | 19.4 | 53 | 2.1
1976-09-30 | 16:00 | 16.7 | 70 | 3.1
1976-09-30 | 17:00 | 16.7 | 67 | 2.1
1976-09-30 | 18:00 | 15.6 | 81 | 3.1
1976-09-30 | 19:00 | 15.6 | 81 | 3.1
1976-09-30 | 20:00 | 15 | 84 | 2.1
1976-09-30 | 21:00 | 15 | 81 | 2.1
1976-09-30 | 22:00 | 16.4 | 81 | 2.8
1976-09-30 | 23:00 | 17.9 | 78 | 3.6
1976-09-30 | 24:00 | 19.3 | 84 | 4.3
1986-10-01 | 1:00 | 20.7 | 76 | 5
1986-10-01 | 2:00 | 22.1 | 79 | 5.7
1986-10-01 | 3:00 | 23.6 | 79 | 6.5
1986-10-01 | 4:00 | 25 | 76 | 7.2
1986-10-01 | 5:00 | 25 | 74 | 6.2
1986-10-01 | 6:00 | 24.4 | 74 | 5.7
1986-10-01 | 7:00 | 25 | 71 | 7.2
1986-10-01 | 8:00 | 26.1 | 60 | 8.2
1986-10-01 | 9:00 | 25.6 | 60 | 8.2
1986-10-01 | 10:00 | 25.6 | 56 | 8.2
1986-10-01 | 11:00 | 25 | 50 | 8.8
1986-10-01 | 12:00 | 24.4 | 50 | 8.2
1986-10-01 | 13:00 | 25 | 45 | 7.7
1986-10-01 | 14:00 | 23.9 | 48 | 7.2
1986-10-01 | 15:00 | 24.4 | 42 | 6.7
1986-10-01 | 16:00 | 23.9 | 40 | 7.2
1986-10-01 | 17:00 | 22.8 | 41 | 6.2
1986-10-01 | 18:00 | 21.7 | 43 | 6.2
1986-10-01 | 19:00 | 20.6 | 46 | 5.2
1986-10-01 | 20:00 | 20.6 | 47 | 3.1
1986-10-01 | 21:00 | 20.6 | 47 | 1.5
1986-10-01 | 22:00 | 20.6 | 49 | 2.1
1986-10-01 | 23:00 | 20 | 51 | 3.1
1986-10-01 | 24:00 | 19.4 | 55 | 3.6
1986-10-02 | 1:00 | 17.8 | 63 | 3.1
1986-10-02 | 2:00 | 17.2 | 63 | 2.1
1986-10-02 | 3:00 | 17.2 | 63 | 2.6
1986-10-02 | 4:00 | 16.7 | 65 | 2.1
1986-10-02 | 5:00 | 16.7 | 65 | 1.5
1986-10-02 | 6:00 | 16.1 | 70 | 1.5
1986-10-02 | 7:00 | 16.1 | 72 | 2.6
1986-10-02 | 8:00 | 16.1 | 75 | 3.1
1986-10-02 | 9:00 | 16.7 | 73 | 3.6
1986-10-02 | 10:00 | 16.7 | 75 | 3.6
1986-10-02 | 11:00 | 16.7 | 75 | 3.1
1986-10-02 | 12:00 | 17.2 | 73 | 3.6
1986-10-02 | 13:00 | 17.2 | 73 | 4.1
1986-10-02 | 14:00 | 16.1 | 87 | 4.6
1986-10-02 | 15:00 | 16.7 | 87 | 3.6
1986-10-02 | 16:00 | 16.1 | 87 | 3.6
1986-10-02 | 17:00 | 15 | 97 | 4.1
1986-10-02 | 18:00 | 13.9 | 90 | 3.6
1986-10-02 | 19:00 | 14.4 | 90 | 3.6
1986-10-02 | 20:00 | 14.4 | 87 | 3.1
1986-10-02 | 21:00 | 13.9 | 90 | 2.6
1986-10-02 | 22:00 | 13.9 | 90 | 2.6
1986-10-02 | 23:00 | 13.9 | 93 | 4.1
1986-10-02 | 24:00 | 13.3 | 93 | 3.6
1986-10-03 | 1:00 | 13.3 | 90 | 4.1
1986-10-03 | 2:00 | 12.8 | 93 | 3.1
1986-10-03 | 3:00 | 12.8 | 93 | 2.6
1986-10-03 | 4:00 | 12.2 | 93 | 4.1
1986-10-03 | 5:00 | 11.7 | 93 | 2.6
1986-10-03 | 6:00 | 10.6 | 96 | 3.6
1986-10-03 | 7:00 | 12.8 | 90 | 1.5
1986-10-03 | 8:00 | 13.9 | 87 | 0
1986-10-03 | 9:00 | 15 | 81 | 2.1
1986-10-03 | 10:00 | 15.6 | 78 | 2.6
1986-10-03 | 11:00 | 16.1 | 75 | 1.5
1986-10-03 | 12:00 | 15.6 | 78 | 3.1
1986-10-03 | 13:00 | 15.6 | 78 | 3.6
1986-10-03 | 14:00 | 15 | 84 | 4.6
1986-10-03 | 15:00 | 14.4 | 87 | 5.2
1986-10-03 | 16:00 | 14.4 | 93 | 5.2
1986-10-03 | 17:00 | 14.4 | 97 | 4.1
1986-10-03 | 18:00 | 15 | 93 | 5.7
1986-10-03 | 19:00 | 14.4 | 93 | 4.6
1986-10-03 | 20:00 | 15 | 93 | 4.6
1986-10-03 | 21:00 | 15 | 97 | 5.7
1986-10-03 | 22:00 | 15 | 97 | 5.2
1986-10-03 | 23:00 | 15 | 97 | 3.1
1986-10-03 | 24:00 | 15 | 100 | 4.6
1986-10-04 | 1:00 | 15.6 | 97 | 4.1
1986-10-04 | 2:00 | 15.6 | 100 | 5.2
1986-10-04 | 3:00 | 15.6 | 100 | 4.1
1986-10-04 | 4:00 | 15.6 | 100 | 3.6
1986-10-04 | 5:00 | 15.6 | 100 | 2.6
1986-10-04 | 6:00 | 16.1 | 97 | 5.2
1986-10-04 | 7:00 | 16.1 | 97 | 4.6
1986-10-04 | 8:00 | 16.1 | 93 | 5.2
1986-10-04 | 9:00 | 17.2 | 87 | 3.1
1986-10-04 | 10:00 | 19.4 | 78 | 6.2
1986-10-04 | 11:00 | 22.2 | 71 | 7.2
1986-10-04 | 12:00 | 22.8 | 69 | 6.2
1986-10-04 | 13:00 | 22.8 | 69 | 3.6
1986-10-04 | 14:00 | 23.9 | 64 | 4.1
1986-10-04 | 15:00 | 23.3 | 64 | 3.6
1986-10-04 | 16:00 | 21.7 | 73 | 3.6
1986-10-04 | 17:00 | 20.6 | 76 | 3.1
1986-10-04 | 18:00 | 19.4 | 78 | 3.6
1986-10-04 | 19:00 | 18.9 | 81 | 3.6
1986-10-04 | 20:00 | 17.2 | 93 | 2.1
1986-10-04 | 21:00 | 16.1 | 90 | 7.2
1986-10-04 | 22:00 | 15 | 93 | 7.2
1986-10-04 | 23:00 | 13.3 | 93 | 7.7
1986-10-04 | 24:00 | 12.8 | 90 | 6.2
1986-10-05 | 1:00 | 12.8 | 90 | 5.2
1986-10-05 | 2:00 | 12.2 | 100 | 5.2
1986-10-05 | 3:00 | 12.2 | 86 | 3.6
1986-10-05 | 4:00 | 12.2 | 86 | 4.6
1986-10-05 | 5:00 | 12.2 | 90 | 3.6
1986-10-05 | 6:00 | 12.8 | 87 | 4.6
1986-10-05 | 7:00 | 12.8 | 80 | 7.2
1986-10-05 | 8:00 | 13.3 | 78 | 6.7
1986-10-05 | 9:00 | 13.9 | 69 | 6.7
1986-10-05 | 10:00 | 15.6 | 62 | 8.2
1986-10-05 | 11:00 | 14.4 | 60 | 7.7
1986-10-05 | 12:00 | 14.4 | 60 | 7.2
1986-10-05 | 13:00 | 15 | 56 | 6.7
1986-10-05 | 14:00 | 15 | 56 | 7.7
1986-10-05 | 15:00 | 15 | 52 | 7.7
1986-10-05 | 16:00 | 14.4 | 53 | 7.2
1986-10-05 | 17:00 | 14.4 | 53 | 5.2
1986-10-05 | 18:00 | 13.9 | 55 | 3.1
1986-10-05 | 19:00 | 13.9 | 53 | 6.2
1986-10-05 | 20:00 | 12.8 | 55 | 7.2
1986-10-05 | 21:00 | 12.2 | 57 | 5.7
1986-10-05 | 22:00 | 11.7 | 57 | 6.2
1986-10-05 | 23:00 | 11.1 | 61 | 6.2
1986-10-05 | 24:00 | 11.1 | 61 | 4.1
1986-10-06 | 1:00 | 10.6 | 66 | 4.6
1986-10-06 | 2:00 | 8.9 | 59 | 4.6
1986-10-06 | 3:00 | 8.9 | 74 | 4.1
1986-10-06 | 4:00 | 8.9 | 74 | 5.2
1986-10-06 | 5:00 | 10 | 74 | 5.7
1986-10-06 | 6:00 | 11.1 | 74 | 6.2
1986-10-06 | 7:00 | 11.7 | 72 | 7.2
1986-10-06 | 8:00 | 12.2 | 57 | 9.8
1986-10-06 | 9:00 | 12.2 | 51 | 9.8
1986-10-06 | 10:00 | 13.3 | 44 | 10.3
1986-10-06 | 11:00 | 13.9 | 40 | 10.3
1986-10-06 | 12:00 | 13.9 | 40 | 11.3
1986-10-06 | 13:00 | 13.9 | 40 | 10.8
1986-10-06 | 14:00 | 13.9 | 40 | 10.3
1986-10-06 | 15:00 | 13.3 | 40 | 9.3
1986-10-06 | 16:00 | 12.2 | 40 | 10.8
1986-10-06 | 17:00 | 11.1 | 37 | 12.4
1986-10-06 | 18:00 | 10 | 41 | 10.3
1986-10-06 | 19:00 | 8.9 | 42 | 11.3
1986-10-06 | 20:00 | 7.8 | 44 | 10.8
1986-10-06 | 21:00 | 7.2 | 46 | 7.2
1986-10-06 | 22:00 | 6.7 | 47 | 8.2
1986-10-06 | 23:00 | 6.1 | 43 | 7.2
1986-10-06 | 24:00 | 5.6 | 47 | 6.7
1986-10-07 | 1:00 | 5 | 51 | 7.7
1986-10-07 | 2:00 | 4.4 | 51 | 5.2
1986-10-07 | 3:00 | 3.9 | 57 | 6.2
1986-10-07 | 4:00 | 3.3 | 57 | 5.7
1986-10-07 | 5:00 | 3.3 | 57 | 4.6
1986-10-07 | 6:00 | 2.8 | 65 | 5.7
1986-10-07 | 7:00 | 3.9 | 60 | 4.1
1986-10-07 | 8:00 | 5.6 | 51 | 5.2
1986-10-07 | 9:00 | 6.7 | 47 | 6.7
1986-10-07 | 10:00 | 8.9 | 39 | 6.2
1986-10-07 | 11:00 | 10 | 36 | 5.2
1986-10-07 | 12:00 | 11.1 | 35 | 6.2
1986-10-07 | 13:00 | 11.7 | 32 | 4.6
1986-10-07 | 14:00 | 12.8 | 30 | 3.6
1986-10-07 | 15:00 | 12.8 | 31 | 6.7
1986-10-07 | 16:00 | 12.8 | 31 | 3.6
1986-10-07 | 17:00 | 12.2 | 33 | 4.6
1986-10-07 | 18:00 | 11.1 | 34 | 4.1
1986-10-07 | 19:00 | 11.1 | 34 | 3.6
1986-10-07 | 20:00 | 10.6 | 40 | 3.6
1986-10-07 | 21:00 | 10 | 45 | 4.6
1986-10-07 | 22:00 | 8.3 | 54 | 3.6
1986-10-07 | 23:00 | 8.3 | 54 | 5.2
1986-10-07 | 24:00 | 7.8 | 56 | 4.1
1986-10-08 | 1:00 | 6.1 | 65 | 3.6
1986-10-08 | 2:00 | 6.1 | 65 | 4.6
1986-10-08 | 3:00 | 6.1 | 65 | 3.6
1986-10-08 | 4:00 | 6.1 | 65 | 3.6
1986-10-08 | 5:00 | 7.2 | 63 | 4.6
1986-10-08 | 6:00 | 8.3 | 58 | 5.2
1986-10-08 | 7:00 | 8.9 | 56 | 7.2
1986-10-08 | 8:00 | 11.7 | 47 | 6.2
1986-10-08 | 9:00 | 13.9 | 40 | 6.7
1986-10-08 | 10:00 | 16.1 | 35 | 9.3
1986-10-08 | 11:00 | 17.8 | 32 | 10.3
1986-10-08 | 12:00 | 18.9 | 28 | 7.2
1986-10-08 | 13:00 | 20 | 26 | 8.8
1986-10-08 | 14:00 | 20.6 | 25 | 8.2
1986-10-08 | 15:00 | 20.6 | 25 | 9.3
1986-10-08 | 16:00 | 20 | 26 | 8.2
1986-10-08 | 17:00 | 18.3 | 29 | 6.2
1986-10-08 | 18:00 | 17.2 | 31 | 8.2
1986-10-08 | 19:00 | 16.1 | 34 | 6.7
1986-10-08 | 20:00 | 15.6 | 35 | 7.7
1986-10-08 | 21:00 | 15 | 36 | 6.2
1986-10-08 | 22:00 | 14.4 | 38 | 6.2
1986-10-08 | 23:00 | 14.4 | 38 | 4.6
1986-10-08 | 24:00 | 14.4 | 90 | 6.2
1986-10-09 | 1:00 | 15 | 75 | 5.2
1986-10-09 | 2:00 | 15.6 | 90 | 5.2
1986-10-09 | 3:00 | 16.1 | 90 | 5.2
1986-10-09 | 4:00 | 16.1 | 90 | 5.7
1986-10-09 | 5:00 | 15.6 | 93 | 6.2
1986-10-09 | 6:00 | 15.6 | 97 | 6.2
1986-10-09 | 7:00 | 16.1 | 93 | 6.2
1986-10-09 | 8:00 | 17.8 | 87 | 5.7
1986-10-09 | 9:00 | 20 | 76 | 6.7
1986-10-09 | 10:00 | 21.1 | 68 | 5.7
1986-10-09 | 11:00 | 21.1 | 66 | 5.2
1986-10-09 | 12:00 | 22.8 | 57 | 4.6
1986-10-09 | 13:00 | 23.9 | 50 | 6.2
1986-10-09 | 14:00 | 24.4 | 43 | 5.2
1986-10-09 | 15:00 | 23.9 | 43 | 4.6
1986-10-09 | 16:00 | 22.2 | 48 | 5.7
1986-10-09 | 17:00 | 20.6 | 51 | 6.7
1986-10-09 | 18:00 | 17.8 | 61 | 6.7
1986-10-09 | 19:00 | 15 | 70 | 7.7
1986-10-09 | 20:00 | 13.3 | 67 | 8.8
1986-10-09 | 21:00 | 11.1 | 69 | 8.2
1986-10-09 | 22:00 | 9.4 | 77 | 8.2
1986-10-09 | 23:00 | 8.3 | 89 | 6.7
1986-10-09 | 24:00 | 7.8 | 93 | 5.7
1986-10-10 | 1:00 | 7.2 | 89 | 7.7
1986-10-10 | 2:00 | 7.2 | 89 | 5.7
1986-10-10 | 3:00 | 6.7 | 74 | 6.7
1986-10-10 | 4:00 | 5.6 | 68 | 7.7
1986-10-10 | 5:00 | 5 | 70 | 6.7
1986-10-10 | 6:00 | 3.9 | 57 | 6.7
1986-10-10 | 7:00 | 3.9 | 55 | 7.2
1986-10-10 | 8:00 | 4.4 | 51 | 7.2
1986-10-10 | 9:00 | 5.6 | 43 | 6.7
1986-10-10 | 10:00 | 6.7 | 42 | 6.2
1986-10-10 | 11:00 | 7.2 | 39 | 3.1
1986-10-10 | 12:00 | 8.3 | 37 | 4.6
1986-10-10 | 13:00 | 9.4 | 35 | 5.2
1986-10-10 | 14:00 | 8.9 | 42 | 5.2
1986-10-10 | 15:00 | 8.9 | 44 | 5.2
1986-10-10 | 16:00 | 8.3 | 46 | 5.2
1986-10-10 | 17:00 | 7.8 | 46 | 4.6
1986-10-10 | 18:00 | 7.2 | 49 | 4.6
1986-10-10 | 19:00 | 7.2 | 49 | 4.6
1986-10-10 | 20:00 | 7.2 | 52 | 3.6
1986-10-10 | 21:00 | 7.2 | 47 | 4.1
1986-10-10 | 22:00 | 6.7 | 49 | 3.1
1986-10-10 | 23:00 | 6.1 | 58 | 3.1
1986-10-10 | 24:00 | 5 | 65 | 3.1
1986-10-11 | 1:00 | 5.6 | 63 | 3.6
1986-10-11 | 2:00 | 3.9 | 55 | 4.1
1986-10-11 | 3:00 | 3.3 | 67 | 4.1
1986-10-11 | 4:00 | 3.3 | 65 | 4.1
1986-10-11 | 5:00 | 3.9 | 62 | 4.1
1986-10-11 | 6:00 | 3.9 | 67 | 4.1
1986-10-11 | 7:00 | 5 | 68 | 4.6
1986-10-11 | 8:00 | 6.7 | 63 | 3.6
1986-10-11 | 9:00 | 10 | 54 | 3.6
1986-10-11 | 10:00 | 11.7 | 49 | 6.7
1986-10-11 | 11:00 | 11.1 | 53 | 6.7
1986-10-11 | 12:00 | 12.2 | 51 | 6.7
1986-10-11 | 13:00 | 12.2 | 51 | 6.2
1986-10-11 | 14:00 | 11.7 | 55 | 6.7
1986-10-11 | 15:00 | 11.7 | 57 | 7.2
1986-10-11 | 16:00 | 11.7 | 57 | 6.2
1986-10-11 | 17:00 | 10.6 | 64 | 5.7
1986-10-11 | 18:00 | 10.6 | 64 | 5.2
1986-10-11 | 19:00 | 10 | 71 | 5.7
1986-10-11 | 20:00 | 10 | 71 | 4.6
1986-10-11 | 21:00 | 10 | 74 | 5.2
1986-10-11 | 22:00 | 10 | 71 | 4.1
1986-10-11 | 23:00 | 8.9 | 80 | 4.1
1986-10-11 | 24:00 | 9.4 | 80 | 2.6
1986-10-12 | 1:00 | 9.4 | 83 | 1.5
1986-10-12 | 2:00 | 7.2 | 80 | 3.6
1986-10-12 | 3:00 | 7.2 | 86 | 4.1
1986-10-12 | 4:00 | 7.2 | 83 | 4.6
1986-10-12 | 5:00 | 7.2 | 83 | 4.6
1986-10-12 | 6:00 | 7.2 | 83 | 3.6
1986-10-12 | 7:00 | 7.2 | 83 | 4.6
1986-10-12 | 8:00 | 8.3 | 80 | 3.6
1986-10-12 | 9:00 | 8.9 | 80 | 4.1
1986-10-12 | 10:00 | 9.4 | 77 | 4.1
1986-10-12 | 11:00 | 11.1 | 77 | 3.1
1986-10-12 | 12:00 | 11.7 | 77 | 3.1
1986-10-12 | 13:00 | 11.7 | 83 | 3.1
1986-10-12 | 14:00 | 12.8 | 80 | 4.6
1986-10-12 | 15:00 | 12.2 | 83 | 1.5
1986-10-12 | 16:00 | 12.2 | 83 | 2.1
1986-10-12 | 17:00 | 12.2 | 86 | 3.1
1986-10-12 | 18:00 | 12.2 | 90 | 3.6
1986-10-12 | 19:00 | 12.2 | 90 | 4.1
1986-10-12 | 20:00 | 11.7 | 90 | 4.1
1986-10-12 | 21:00 | 12.2 | 83 | 4.1
1986-10-12 | 22:00 | 12.2 | 83 | 4.6
1986-10-12 | 23:00 | 11.7 | 86 | 4.1
1986-10-12 | 24:00 | 11.1 | 90 | 4.6
1986-10-13 | 1:00 | 11.7 | 86 | 4.1
1986-10-13 | 2:00 | 12.2 | 83 | 4.6
1986-10-13 | 3:00 | 11.1 | 90 | 4.6
1986-10-13 | 4:00 | 12.2 | 86 | 5.7
1986-10-13 | 5:00 | 11.7 | 90 | 4.1
1986-10-13 | 6:00 | 11.7 | 93 | 4.1
1986-10-13 | 7:00 | 13.3 | 87 | 4.6
1986-10-13 | 8:00 | 13.9 | 87 | 5.2
1986-10-13 | 9:00 | 15 | 84 | 5.2
1986-10-13 | 10:00 | 15.6 | 84 | 5.2
1986-10-13 | 11:00 | 17.2 | 81 | 5.2
1986-10-13 | 12:00 | 17.8 | 81 | 4.1
1986-10-13 | 13:00 | 18.9 | 73 | 5.2
1986-10-13 | 14:00 | 18.3 | 76 | 5.2
1986-10-13 | 15:00 | 18.3 | 78 | 4.6
1986-10-13 | 16:00 | 18.3 | 76 | 5.2
1986-10-13 | 17:00 | 17.8 | 75 | 6.2
1986-10-13 | 18:00 | 17.2 | 78 | 5.7
1986-10-13 | 19:00 | 16.7 | 84 | 6.2
1986-10-13 | 20:00 | 16.7 | 87 | 5.2
1986-10-13 | 21:00 | 16.7 | 90 | 4.6
1986-10-13 | 22:00 | 16.7 | 90 | 5.2
1986-10-13 | 23:00 | 16.7 | 93 | 5.7
1986-10-13 | 24:00 | 16.7 | 90 | 5.2
1986-10-14 | 1:00 | 16.7 | 90 | 3.1
1986-10-14 | 2:00 | 16.1 | 93 | 2.1
1986-10-14 | 3:00 | 15 | 97 | 2.1
1986-10-14 | 4:00 | 15.6 | 97 | 3.6
1986-10-14 | 5:00 | 15.6 | 97 | 3.1
1986-10-14 | 6:00 | 15 | 100 | 3.1
1986-10-14 | 7:00 | 15 | 100 | 4.1
1986-10-14 | 8:00 | 15.6 | 100 | 3.6
1986-10-14 | 9:00 | 14.4 | 100 | 3.6
1986-10-14 | 10:00 | 16.1 | 97 | 3.6
1986-10-14 | 11:00 | 16.7 | 97 | 2.6
1986-10-14 | 12:00 | 19.4 | 97 | 5.2
1986-10-14 | 13:00 | 21.1 | 87 | 6.2
1986-10-14 | 14:00 | 21.1 | 87 | 5.2
1986-10-14 | 15:00 | 21.7 | 81 | 5.2
1986-10-14 | 16:00 | 21.7 | 81 | 4.6
1986-10-14 | 17:00 | 21.1 | 84 | 4.6
1986-10-14 | 18:00 | 20.6 | 90 | 4.1
1986-10-14 | 19:00 | 20.6 | 87 | 5.7
1986-10-14 | 20:00 | 20 | 84 | 7.2
1986-10-14 | 21:00 | 18.9 | 90 | 7.2
1986-10-14 | 22:00 | 18.3 | 87 | 6.2
1986-10-14 | 23:00 | 18.3 | 76 | 7.2
1986-10-14 | 24:00 | 16.7 | 60 | 9.8
1986-10-15 | 1:00 | 14.4 | 60 | 6.7
1986-10-15 | 2:00 | 13.3 | 55 | 8.2
1986-10-15 | 3:00 | 12.2 | 59 | 5.2
1986-10-15 | 4:00 | 11.7 | 59 | 6.7
1986-10-15 | 5:00 | 11.1 | 57 | 7.2
1986-10-15 | 6:00 | 10.6 | 57 | 6.2
1986-10-15 | 7:00 | 10.6 | 52 | 7.7
1986-10-15 | 8:00 | 10.6 | 55 | 7.2
1986-10-15 | 9:00 | 11.7 | 51 | 6.2
1986-10-15 | 10:00 | 12.8 | 44 | 7.7
1986-10-15 | 11:00 | 14.4 | 36 | 7.7
1986-10-15 | 12:00 | 14.4 | 36 | 7.7
1986-10-15 | 13:00 | 12.2 | 40 | 7.7
1986-10-15 | 14:00 | 15.6 | 34 | 7.7
1986-10-15 | 15:00 | 14.4 | 35 | 9.3
1986-10-15 | 16:00 | 13.9 | 37 | 7.7
1986-10-15 | 17:00 | 12.8 | 42 | 6.7
1986-10-15 | 18:00 | 12.2 | 43 | 5.2
1986-10-15 | 19:00 | 11.1 | 47 | 5.2
1986-10-15 | 20:00 | 11.1 | 49 | 4.6
1986-10-15 | 21:00 | 10.6 | 52 | 4.6
1986-10-15 | 22:00 | 10.6 | 52 | 5.2
1986-10-15 | 23:00 | 9.4 | 56 | 4.6
1986-10-15 | 24:00 | 9.4 | 59 | 5.2
1986-10-16 | 1:00 | 9.4 | 56 | 6.2
1986-10-16 | 2:00 | 8.9 | 61 | 4.6
1986-10-16 | 3:00 | 7.8 | 66 | 4.1
1986-10-16 | 4:00 | 8.3 | 61 | 5.2
1986-10-16 | 5:00 | 7.8 | 63 | 4.6
1986-10-16 | 6:00 | 7.2 | 68 | 6.2
1986-10-16 | 7:00 | 7.8 | 66 | 4.6
1986-10-16 | 8:00 | 7.8 | 68 | 4.6
1986-10-16 | 9:00 | 9.4 | 64 | 3.1
1986-10-16 | 10:00 | 11.1 | 57 | 3.6
1986-10-16 | 11:00 | 12.2 | 53 | 3.6
1986-10-16 | 12:00 | 13.3 | 47 | 3.6
1986-10-16 | 13:00 | 13.3 | 49 | 2.6
1986-10-16 | 14:00 | 14.4 | 41 | 4.6
1986-10-16 | 15:00 | 13.9 | 44 | 3.1
1986-10-16 | 16:00 | 13.9 | 40 | 3.6
1986-10-16 | 17:00 | 13.3 | 42 | 5.7
1986-10-16 | 18:00 | 12.8 | 45 | 4.6
1986-10-16 | 19:00 | 12.2 | 47 | 5.2
1986-10-16 | 20:00 | 11.7 | 53 | 4.6
1986-10-16 | 21:00 | 11.1 | 55 | 3.6
1986-10-16 | 22:00 | 10.6 | 57 | 4.1
1986-10-16 | 23:00 | 9.4 | 64 | 3.6
1986-10-16 | 24:00 | 8.9 | 69 | 3.1
1986-10-17 | 1:00 | 8.9 | 69 | 3.1
1986-10-17 | 2:00 | 8.3 | 71 | 3.6
1986-10-17 | 3:00 | 8.3 | 71 | 3.6
1986-10-17 | 4:00 | 7.8 | 74 | 4.1
1986-10-17 | 5:00 | 7.8 | 74 | 4.6
1986-10-17 | 6:00 | 6.7 | 80 | 4.6
1986-10-17 | 7:00 | 6.7 | 83 | 5.2
1986-10-17 | 8:00 | 9.4 | 74 | 5.2
1986-10-17 | 9:00 | 10 | 71 | 6.2
1986-10-17 | 10:00 | 8.3 | 89 | 7.7
1986-10-17 | 11:00 | 8.3 | 89 | 7.7
1986-10-17 | 12:00 | 8.9 | 83 | 7.7
1986-10-17 | 13:00 | 8.9 | 80 | 7.2
1986-10-17 | 14:00 | 8.3 | 77 | 7.2
1986-10-17 | 15:00 | 8.3 | 71 | 5.2
1986-10-17 | 16:00 | 8.3 | 68 | 5.2
1986-10-17 | 17:00 | 8.3 | 66 | 5.7
1986-10-17 | 18:00 | 8.3 | 66 | 5.2
1986-10-17 | 19:00 | 7.8 | 68 | 6.2
1986-10-17 | 20:00 | 7.8 | 66 | 5.2
1986-10-17 | 21:00 | 6.7 | 80 | 6.2
1986-10-17 | 22:00 | 6.7 | 83 | 6.2
1986-10-17 | 23:00 | 6.1 | 89 | 6.2
1986-10-17 | 24:00 | 6.1 | 89 | 5.7
1986-10-18 | 1:00 | 5.6 | 93 | 6.7
1986-10-18 | 2:00 | 5.6 | 93 | 6.2
1986-10-18 | 3:00 | 5.6 | 86 | 5.7
1986-10-18 | 4:00 | 5.6 | 86 | 5.2
1986-10-18 | 5:00 | 5 | 83 | 5.2
1986-10-18 | 6:00 | 5.6 | 76 | 5.2
1986-10-18 | 7:00 | 5.6 | 73 | 5.2
1986-10-18 | 8:00 | 6.7 | 65 | 5.7
1986-10-18 | 9:00 | 7.8 | 63 | 5.2
1986-10-18 | 10:00 | 9.4 | 56 | 5.7
1986-10-18 | 11:00 | 10 | 50 | 6.2
1986-10-18 | 12:00 | 9.4 | 52 | 5.2
1986-10-18 | 13:00 | 9.4 | 50 | 4.6
1986-10-18 | 14:00 | 8.9 | 59 | 5.7
1986-10-18 | 15:00 | 8.9 | 59 | 4.6
1986-10-18 | 16:00 | 9.4 | 56 | 4.6
1986-10-18 | 17:00 | 8.3 | 61 | 3.6
1986-10-18 | 18:00 | 7.2 | 68 | 3.6
1986-10-18 | 19:00 | 6.7 | 71 | 3.1
1986-10-18 | 20:00 | 6.7 | 71 | 3.1
1986-10-18 | 21:00 | 7.2 | 66 | 3.1
1986-10-18 | 22:00 | 6.1 | 71 | 3.1
1986-10-18 | 23:00 | 6.1 | 71 | 4.6
1986-10-18 | 24:00 | 5 | 76 | 3.6
1986-10-19 | 1:00 | 4.4 | 79 | 3.1
1986-10-19 | 2:00 | 3.9 | 82 | 4.1
1986-10-19 | 3:00 | 3.3 | 79 | 3.1
1986-10-19 | 4:00 | 2.8 | 76 | 4.1
1986-10-19 | 5:00 | 2.8 | 73 | 4.6
1986-10-19 | 6:00 | 2.8 | 70 | 4.6
1986-10-19 | 7:00 | 3.9 | 67 | 4.6
1986-10-19 | 8:00 | 5.6 | 63 | 3.6
1986-10-19 | 9:00 | 7.8 | 54 | 3.6
1986-10-19 | 10:00 | 10 | 41 | 4.1
1986-10-19 | 11:00 | 11.7 | 37 | 3.6
1986-10-19 | 12:00 | 12.2 | 33 | 3.6
1986-10-19 | 13:00 | 12.8 | 31 | 2.1
1986-10-19 | 14:00 | 14.4 | 28 | 2.1
1986-10-19 | 15:00 | 14.4 | 36 | 3.1
1986-10-19 | 16:00 | 15 | 31 | 3.1
1986-10-19 | 17:00 | 15 | 31 | 3.1
1986-10-19 | 18:00 | 14.4 | 32 | 4.1
1986-10-19 | 19:00 | 12.8 | 37 | 3.6
1986-10-19 | 20:00 | 13.9 | 34 | 5.2
1986-10-19 | 21:00 | 11.7 | 43 | 5.2
1986-10-19 | 22:00 | 11.1 | 47 | 4.6
1986-10-19 | 23:00 | 11.1 | 47 | 5.2
1986-10-19 | 24:00 | 10.6 | 48 | 5.7
1986-10-20 | 1:00 | 10 | 50 | 5.2
1986-10-20 | 2:00 | 9.4 | 52 | 5.7
1986-10-20 | 3:00 | 8.9 | 54 | 5.2
1986-10-20 | 4:00 | 8.9 | 50 | 5.2
1986-10-20 | 5:00 | 8.3 | 52 | 5.7
1986-10-20 | 6:00 | 8.3 | 54 | 5.2
1986-10-20 | 7:00 | 8.9 | 52 | 5.2
1986-10-20 | 8:00 | 10 | 52 | 5.7
1986-10-20 | 9:00 | 12.2 | 55 | 4.6
1986-10-20 | 10:00 | 13.3 | 55 | 6.2
1986-10-20 | 11:00 | 13.9 | 58 | 5.7
1986-10-20 | 12:00 | 13.3 | 67 | 6.7
1986-10-20 | 13:00 | 12.8 | 69 | 6.2
1986-10-20 | 14:00 | 12.8 | 69 | 6.7
1986-10-20 | 15:00 | 12.2 | 72 | 6.2
1986-10-20 | 16:00 | 11.7 | 74 | 5.2
1986-10-20 | 17:00 | 10.6 | 80 | 4.6
1986-10-20 | 18:00 | 10 | 83 | 4.1
1986-10-20 | 19:00 | 10 | 83 | 4.6
1986-10-20 | 20:00 | 9.4 | 86 | 4.1
1986-10-20 | 21:00 | 8.3 | 89 | 3.6
1986-10-20 | 22:00 | 8.3 | 89 | 3.1
1986-10-20 | 23:00 | 7.8 | 93 | 3.1
1986-10-20 | 24:00 | 7.8 | 89 | 3.1
1986-10-21 | 1:00 | 7.2 | 93 | 3.6
1986-10-21 | 2:00 | 7.2 | 93 | 3.6
1986-10-21 | 3:00 | 7.2 | 96 | 3.1
1986-10-21 | 4:00 | 7.8 | 93 | 4.1
1986-10-21 | 5:00 | 8.3 | 93 | 3.1
1986-10-21 | 6:00 | 8.9 | 93 | 3.6
1986-10-21 | 7:00 | 9.4 | 90 | 5.7
1986-10-21 | 8:00 | 10.6 | 86 | 7.2
1986-10-21 | 9:00 | 12.8 | 77 | 7.2
1986-10-21 | 10:00 | 14.4 | 72 | 7.2
1986-10-21 | 11:00 | 16.7 | 58 | 7.2
1986-10-21 | 12:00 | 17.8 | 52 | 7.2
1986-10-21 | 13:00 | 18.9 | 45 | 6.7
1986-10-21 | 14:00 | 18.9 | 42 | 6.7
1986-10-21 | 15:00 | 20 | 38 | 6.7
1986-10-21 | 16:00 | 19.4 | 36 | 6.7
1986-10-21 | 17:00 | 18.9 | 37 | 5.7
1986-10-21 | 18:00 | 16.7 | 45 | 2.6
1986-10-21 | 19:00 | 16.7 | 46 | 3.1
1986-10-21 | 20:00 | 16.7 | 46 | 5.2
1986-10-21 | 21:00 | 15.6 | 50 | 4.1
1986-10-21 | 22:00 | 15 | 54 | 4.1
1986-10-21 | 23:00 | 13.9 | 60 | 3.1
1986-10-21 | 24:00 | 13.9 | 58 | 3.6
1986-10-22 | 1:00 | 13.9 | 67 | 4.6
1986-10-22 | 2:00 | 13.9 | 69 | 5.2
1986-10-22 | 3:00 | 12.8 | 75 | 4.1
1986-10-22 | 4:00 | 12.2 | 75 | 4.1
1986-10-22 | 5:00 | 11.1 | 77 | 4.1
1986-10-22 | 6:00 | 11.1 | 77 | 3.6
1986-10-22 | 7:00 | 12.2 | 69 | 3.6
1986-10-22 | 8:00 | 13.3 | 64 | 3.1
1986-10-22 | 9:00 | 15 | 56 | 3.1
1986-10-22 | 10:00 | 15.6 | 56 | 4.1
1986-10-22 | 11:00 | 16.7 | 52 | 4.6
1986-10-22 | 12:00 | 17.8 | 47 | 5.2
1986-10-22 | 13:00 | 20 | 39 | 4.6
1986-10-22 | 14:00 | 20 | 39 | 5.7
1986-10-22 | 15:00 | 20.6 | 38 | 6.2
1986-10-22 | 16:00 | 20.6 | 35 | 6.2
1986-10-22 | 17:00 | 17.2 | 52 | 5.2
1986-10-22 | 18:00 | 15.6 | 62 | 6.2
1986-10-22 | 19:00 | 15 | 62 | 4.1
1986-10-22 | 20:00 | 14.4 | 65 | 6.7
1986-10-22 | 21:00 | 13.9 | 67 | 6.7
1986-10-22 | 22:00 | 12.8 | 72 | 5.7
1986-10-22 | 23:00 | 12.8 | 75 | 5.2
1986-10-22 | 24:00 | 12.2 | 77 | 5.7
1986-10-23 | 1:00 | 11.7 | 83 | 5.2
1986-10-23 | 2:00 | 11.1 | 86 | 4.1
1986-10-23 | 3:00 | 11.7 | 86 | 6.7
1986-10-23 | 4:00 | 11.7 | 90 | 7.2
1986-10-23 | 5:00 | 12.2 | 86 | 7.2
1986-10-23 | 6:00 | 12.2 | 86 | 6.7
1986-10-23 | 7:00 | 13.3 | 80 | 6.7
1986-10-23 | 8:00 | 15 | 75 | 7.7
1986-10-23 | 9:00 | 16.1 | 70 | 6.2
1986-10-23 | 10:00 | 18.3 | 61 | 6.2
1986-10-23 | 11:00 | 20.6 | 55 | 8.2
1986-10-23 | 12:00 | 22.2 | 48 | 7.7
1986-10-23 | 13:00 | 22.8 | 46 | 7.7
1986-10-23 | 14:00 | 23.3 | 41 | 7.2
1986-10-23 | 15:00 | 22.8 | 45 | 6.2
1986-10-23 | 16:00 | 22.2 | 44 | 7.7
1986-10-23 | 17:00 | 18.9 | 61 | 7.7
1986-10-23 | 18:00 | 18.3 | 61 | 7.7
1986-10-23 | 19:00 | 17.8 | 61 | 6.7
1986-10-23 | 20:00 | 16.7 | 65 | 6.2
1986-10-23 | 21:00 | 16.1 | 63 | 6.2
1986-10-23 | 22:00 | 13.3 | 57 | 7.2
1986-10-23 | 23:00 | 11.7 | 57 | 8.2
1986-10-23 | 24:00 | 10.6 | 57 | 6.7
1986-10-24 | 1:00 | 10 | 59 | 6.2
1986-10-24 | 2:00 | 9.4 | 59 | 5.2
1986-10-24 | 3:00 | 9.4 | 56 | 4.6
1986-10-24 | 4:00 | 8.9 | 59 | 5.2
1986-10-24 | 5:00 | 8.3 | 61 | 3.1
1986-10-24 | 6:00 | 8.3 | 61 | 4.1
1986-10-24 | 7:00 | 7.8 | 58 | 5.7
1986-10-24 | 8:00 | 8.9 | 54 | 6.2
1986-10-24 | 9:00 | 9.4 | 52 | 5.7
1986-10-24 | 10:00 | 10.6 | 48 | 4.1
1986-10-24 | 11:00 | 12.2 | 38 | 5.2
1986-10-24 | 12:00 | 12.2 | 38 | 5.2
1986-10-24 | 13:00 | 13.3 | 34 | 6.2
1986-10-24 | 14:00 | 13.9 | 32 | 6.2
1986-10-24 | 15:00 | 13.3 | 33 | 6.7
1986-10-24 | 16:00 | 12.8 | 34 | 7.7
1986-10-24 | 17:00 | 11.1 | 37 | 6.7
1986-10-24 | 18:00 | 10 | 41 | 5.2
1986-10-24 | 19:00 | 9.4 | 43 | 5.2
1986-10-24 | 20:00 | 8.3 | 42 | 6.7
1986-10-24 | 21:00 | 7.8 | 44 | 6.2
1986-10-24 | 22:00 | 6.7 | 49 | 6.2
1986-10-24 | 23:00 | 6.1 | 51 | 5.7
1986-10-24 | 24:00 | 5 | 58 | 5.2
1986-10-25 | 1:00 | 4.4 | 60 | 4.1
1986-10-25 | 2:00 | 3.9 | 60 | 5.2
1986-10-25 | 3:00 | 3.9 | 60 | 4.6
1986-10-25 | 4:00 | 3.3 | 62 | 4.1
1986-10-25 | 5:00 | 3.3 | 65 | 5.2
1986-10-25 | 6:00 | 2.8 | 67 | 3.6
1986-10-25 | 7:00 | 3.9 | 65 | 3.6
1986-10-25 | 8:00 | 5.6 | 58 | 3.1
1986-10-25 | 9:00 | 7.8 | 52 | 3.1
1986-10-25 | 10:00 | 9.4 | 48 | 5.2
1986-10-25 | 11:00 | 10.6 | 45 | 6.2
1986-10-25 | 12:00 | 12.2 | 38 | 5.7
1986-10-25 | 13:00 | 13.9 | 29 | 4.6
1986-10-25 | 14:00 | 15 | 25 | 6.7
1986-10-25 | 15:00 | 15.6 | 20 | 5.7
1986-10-25 | 16:00 | 14.4 | 26 | 6.2
1986-10-25 | 17:00 | 13.9 | 29 | 5.2
1986-10-25 | 18:00 | 11.7 | 47 | 5.7
1986-10-25 | 19:00 | 11.1 | 49 | 6.2
1986-10-25 | 20:00 | 10.6 | 43 | 5.2
1986-10-25 | 21:00 | 10.6 | 41 | 6.2
1986-10-25 | 22:00 | 10 | 43 | 6.2
1986-10-25 | 23:00 | 10 | 46 | 5.2
1986-10-25 | 24:00 | 9.4 | 48 | 5.2
1986-10-26 | 1:00 | 10 | 48 | 5.7
1986-10-26 | 2:00 | 9.4 | 52 | 5.2
1986-10-26 | 3:00 | 9.4 | 52 | 5.2
1986-10-26 | 4:00 | 10 | 50 | 4.6
1986-10-26 | 5:00 | 8.3 | 58 | 3.6
1986-10-26 | 6:00 | 8.3 | 61 | 3.6
1986-10-26 | 7:00 | 8.9 | 61 | 2.6
1986-10-26 | 8:00 | 10 | 54 | 4.1
1986-10-26 | 9:00 | 10 | 54 | 4.1
1986-10-26 | 10:00 | 9.4 | 66 | 4.1
1986-10-26 | 11:00 | 10 | 64 | 4.1
1986-10-26 | 12:00 | 10.6 | 59 | 3.1
1986-10-26 | 13:00 | 11.1 | 53 | 2.6
1986-10-26 | 14:00 | 10.6 | 64 | 3.1
1986-10-26 | 15:00 | 10.6 | 64 | 3.6
1986-10-26 | 16:00 | 10 | 69 | 3.6
1986-10-26 | 17:00 | 9.4 | 74 | 3.6
1986-10-26 | 18:00 | 8.3 | 86 | 4.6
1986-10-26 | 19:00 | 8.3 | 89 | 5.2
1986-10-26 | 20:00 | 8.9 | 93 | 4.1
1986-10-26 | 21:00 | 9.4 | 90 | 5.7
1986-10-26 | 22:00 | 8.9 | 93 | 8.2
1986-10-26 | 23:00 | 8.3 | 100 | 7.7
1986-10-26 | 24:00 | 8.9 | 96 | 7.2
1986-10-27 | 1:00 | 8.9 | 100 | 7.2
1986-10-27 | 2:00 | 8.9 | 100 | 7.7
1986-10-27 | 3:00 | 8.9 | 100 | 5.7
1986-10-27 | 4:00 | 9.4 | 96 | 6.7
1986-10-27 | 5:00 | 10 | 93 | 7.7
1986-10-27 | 6:00 | 10 | 93 | 7.7
1986-10-27 | 7:00 | 9.4 | 100 | 6.2
1986-10-27 | 8:00 | 10 | 100 | 7.2
1986-10-27 | 9:00 | 10 | 100 | 6.2
1986-10-27 | 10:00 | 10.6 | 96 | 4.6
1986-10-27 | 11:00 | 10.6 | 96 | 5.7
1986-10-27 | 12:00 | 11.1 | 93 | 4.1
1986-10-27 | 13:00 | 11.1 | 93 | 4.6
1986-10-27 | 14:00 | 11.1 | 93 | 4.1
1986-10-27 | 15:00 | 10.6 | 96 | 4.1
1986-10-27 | 16:00 | 10.6 | 96 | 4.1
1986-10-27 | 17:00 | 10.6 | 96 | 4.6
1986-10-27 | 18:00 | 10.6 | 93 | 4.1
1986-10-27 | 19:00 | 10 | 96 | 3.1
1986-10-27 | 20:00 | 10 | 93 | 4.1
1986-10-27 | 21:00 | 10 | 93 | 4.1
1986-10-27 | 22:00 | 10 | 93 | 3.6
1986-10-27 | 23:00 | 10 | 93 | 2.6
1986-10-27 | 24:00 | 10 | 96 | 3.6
1986-10-28 | 1:00 | 10 | 96 | 4.1
1986-10-28 | 2:00 | 10.6 | 93 | 3.1
1986-10-28 | 3:00 | 10 | 96 | 4.1
1986-10-28 | 4:00 | 10.6 | 96 | 5.7
1986-10-28 | 5:00 | 10.6 | 96 | 4.6
1986-10-28 | 6:00 | 10.6 | 96 | 5.2
1986-10-28 | 7:00 | 11.1 | 93 | 5.2
1986-10-28 | 8:00 | 11.7 | 90 | 5.7
1986-10-28 | 9:00 | 12.2 | 86 | 4.1
1986-10-28 | 10:00 | 13.9 | 81 | 5.2
1986-10-28 | 11:00 | 16.1 | 70 | 5.7
1986-10-28 | 12:00 | 16.1 | 70 | 5.7
1986-10-28 | 13:00 | 16.1 | 70 | 7.2
1986-10-28 | 14:00 | 18.3 | 59 | 6.7
1986-10-28 | 15:00 | 17.2 | 63 | 7.2
1986-10-28 | 16:00 | 17.2 | 63 | 5.7
1986-10-28 | 17:00 | 16.7 | 65 | 5.7
1986-10-28 | 18:00 | 15.6 | 70 | 6.2
1986-10-28 | 19:00 | 15 | 72 | 5.7
1986-10-28 | 20:00 | 14.4 | 75 | 6.2
1986-10-28 | 21:00 | 13.9 | 69 | 5.2
1986-10-28 | 22:00 | 12.8 | 72 | 5.2
1986-10-28 | 23:00 | 11.7 | 77 | 4.1
1986-10-28 | 24:00 | 11.1 | 80 | 4.1
1986-10-29 | 1:00 | 10.6 | 83 | 4.1
1986-10-29 | 2:00 | 10 | 83 | 3.6
1986-10-29 | 3:00 | 8.9 | 86 | 4.1
1986-10-29 | 4:00 | 9.4 | 83 | 5.2
1986-10-29 | 5:00 | 7.8 | 89 | 4.6
1986-10-29 | 6:00 | 8.9 | 83 | 5.7
1986-10-29 | 7:00 | 8.9 | 83 | 5.7
1986-10-29 | 8:00 | 11.1 | 74 | 4.6
1986-10-29 | 9:00 | 13.3 | 64 | 5.2
1986-10-29 | 10:00 | 15 | 62 | 4.6
1986-10-29 | 11:00 | 17.8 | 52 | 7.2
1986-10-29 | 12:00 | 19.4 | 47 | 8.2
1986-10-29 | 13:00 | 20.6 | 44 | 7.7
1986-10-29 | 14:00 | 21.1 | 39 | 8.8
1986-10-29 | 15:00 | 21.1 | 38 | 8.2
1986-10-29 | 16:00 | 21.1 | 36 | 7.2
1986-10-29 | 17:00 | 17.2 | 54 | 6.7
1986-10-29 | 18:00 | 16.1 | 63 | 7.7
1986-10-29 | 19:00 | 15.6 | 62 | 8.2
1986-10-29 | 20:00 | 15 | 65 | 8.2
1986-10-29 | 21:00 | 14.4 | 75 | 9.3
1986-10-29 | 22:00 | 13.9 | 81 | 7.7
1986-10-29 | 23:00 | 13.9 | 81 | 6.7
1986-10-29 | 24:00 | 13.9 | 78 | 7.7
1986-10-30 | 1:00 | 13.3 | 80 | 6.2
1986-10-30 | 2:00 | 13.9 | 78 | 7.2
1986-10-30 | 3:00 | 13.9 | 78 | 7.7
1986-10-30 | 4:00 | 13.9 | 75 | 7.7
1986-10-30 | 5:00 | 13.3 | 78 | 6.7
1986-10-30 | 6:00 | 12.8 | 77 | 6.7
1986-10-30 | 7:00 | 13.3 | 80 | 7.7
1986-10-30 | 8:00 | 14.4 | 70 | 7.2
1986-10-30 | 9:00 | 16.1 | 58 | 7.7
1986-10-30 | 10:00 | 17.2 | 52 | 8.2
1986-10-30 | 11:00 | 17.2 | 46 | 8.2
1986-10-30 | 12:00 | 18.3 | 42 | 6.7
1986-10-30 | 13:00 | 17.8 | 38 | 8.8
1986-10-30 | 14:00 | 17.2 | 35 | 9.8
1986-10-30 | 15:00 | 16.7 | 31 | 9.3
1986-10-30 | 16:00 | 15.6 | 35 | 7.7
1986-10-30 | 17:00 | 12.2 | 45 | 6.7
1986-10-30 | 18:00 | 9.4 | 48 | 7.7
1986-10-30 | 19:00 | 8.3 | 50 | 8.8
1986-10-30 | 20:00 | 6.7 | 49 | 7.7
1986-10-30 | 21:00 | 5.6 | 47 | 6.2
1986-10-30 | 22:00 | 5 | 47 | 5.7
1986-10-30 | 23:00 | 4.4 | 47 | 6.7
1986-10-30 | 24:00 | 3.9 | 51 | 6.2
1986-10-31 | 1:00 | 2.8 | 55 | 6.2
1986-10-31 | 2:00 | 2.8 | 55 | 5.2
1986-10-31 | 3:00 | 2.2 | 57 | 5.7
1986-10-31 | 4:00 | 1.7 | 59 | 5.2
1986-10-31 | 5:00 | 1.7 | 57 | 5.2
1986-10-31 | 6:00 | 1.1 | 59 | 5.7
1986-10-31 | 7:00 | 1.7 | 57 | 5.2
1986-10-31 | 8:00 | 3.3 | 53 | 5.2
1986-10-31 | 9:00 | 5 | 49 | 5.7
1986-10-31 | 10:00 | 6.1 | 49 | 4.6
1986-10-31 | 11:00 | 6.7 | 47 | 5.7
1986-10-31 | 12:00 | 7.2 | 49 | 6.2
1986-10-31 | 13:00 | 6.7 | 51 | 5.2
1986-10-31 | 14:00 | 6.7 | 51 | 4.6
1986-10-31 | 15:00 | 6.7 | 51 | 4.6
1986-10-31 | 16:00 | 6.1 | 53 | 3.6
1986-10-31 | 17:00 | 5 | 55 | 4.1
1986-10-31 | 18:00 | 5 | 62 | 4.6
1986-10-31 | 19:00 | 5 | 60 | 6.2
1986-10-31 | 20:00 | 5 | 68 | 5.2
1986-10-31 | 21:00 | 4.4 | 70 | 6.2
1986-10-31 | 22:00 | 5 | 73 | 5.8
1986-10-31 | 23:00 | 5.7 | 76 | 5.5
1986-10-31 | 24:00 | 6.3 | 76 | 5.1
1978-11-01 | 1:00 | 7 | 64 | 4.7
1978-11-01 | 2:00 | 7.6 | 64 | 4.3
1978-11-01 | 3:00 | 8.3 | 66 | 4
1978-11-01 | 4:00 | 8.9 | 71 | 3.6
1978-11-01 | 5:00 | 8.3 | 71 | 2.1
1978-11-01 | 6:00 | 7.2 | 77 | 2.1
1978-11-01 | 7:00 | 8.3 | 74 | 5.7
1978-11-01 | 8:00 | 8.3 | 74 | 4.6
1978-11-01 | 9:00 | 10 | 69 | 6.7
1978-11-01 | 10:00 | 10.6 | 66 | 7.7
1978-11-01 | 11:00 | 10.6 | 59 | 6.2
1978-11-01 | 12:00 | 10.6 | 54 | 6.7
1978-11-01 | 13:00 | 10.6 | 54 | 6.7
1978-11-01 | 14:00 | 10 | 57 | 6.7
1978-11-01 | 15:00 | 9.4 | 56 | 5.7
1978-11-01 | 16:00 | 8.9 | 59 | 4.1
1978-11-01 | 17:00 | 7.2 | 65 | 3.6
1978-11-01 | 18:00 | 6.7 | 68 | 3.1
1978-11-01 | 19:00 | 6.7 | 68 | 3.1
1978-11-01 | 20:00 | 6.1 | 71 | 3.1
1978-11-01 | 21:00 | 5.6 | 76 | 2.1
1978-11-01 | 22:00 | 5.6 | 76 | 3.1
1978-11-01 | 23:00 | 5.6 | 73 | 2.6
1978-11-01 | 24:00 | 5 | 76 | 3.1
1978-11-02 | 1:00 | 5 | 76 | 3.6
1978-11-02 | 2:00 | 5 | 79 | 4.6
1978-11-02 | 3:00 | 5 | 79 | 5.2
1978-11-02 | 4:00 | 5 | 82 | 5.2
1978-11-02 | 5:00 | 5.6 | 83 | 4.6
1978-11-02 | 6:00 | 5.6 | 89 | 5.7
1978-11-02 | 7:00 | 5.6 | 89 | 4.6
1978-11-02 | 8:00 | 7.2 | 71 | 6.2
1978-11-02 | 9:00 | 10 | 54 | 7.7
1978-11-02 | 10:00 | 11.7 | 47 | 7.2
1978-11-02 | 11:00 | 14.4 | 31 | 6.7
1978-11-02 | 12:00 | 16.1 | 26 | 7.2
1978-11-02 | 13:00 | 16.7 | 24 | 7.7
1978-11-02 | 14:00 | 17.8 | 20 | 7.7
1978-11-02 | 15:00 | 17.8 | 21 | 6.2
1978-11-02 | 16:00 | 17.8 | 21 | 5.2
1978-11-02 | 17:00 | 16.1 | 25 | 6.2
1978-11-02 | 18:00 | 14.4 | 29 | 5.7
1978-11-02 | 19:00 | 14.4 | 27 | 5.2
1978-11-02 | 20:00 | 14.4 | 27 | 6.2
1978-11-02 | 21:00 | 13.3 | 30 | 4.6
1978-11-02 | 22:00 | 12.8 | 33 | 3.1
1978-11-02 | 23:00 | 12.2 | 37 | 3.1
1978-11-02 | 24:00 | 11.7 | 43 | 4.1
1978-11-03 | 1:00 | 10.6 | 48 | 4.6
1978-11-03 | 2:00 | 10 | 52 | 4.6
1978-11-03 | 3:00 | 9.4 | 56 | 4.1
1978-11-03 | 4:00 | 8.9 | 56 | 1.5
1978-11-03 | 5:00 | 6.7 | 65 | 1.5
1978-11-03 | 6:00 | 6.1 | 71 | 2.6
1978-11-03 | 7:00 | 7.2 | 65 | 2.6
1978-11-03 | 8:00 | 8.9 | 61 | 2.6
1978-11-03 | 9:00 | 11.7 | 53 | 2.1
1978-11-03 | 10:00 | 13.9 | 47 | 2.1
1978-11-03 | 11:00 | 14.4 | 46 | 2.6
1978-11-03 | 12:00 | 13.9 | 47 | 3.1
1978-11-03 | 13:00 | 13.9 | 47 | 4.6
1978-11-03 | 14:00 | 13.3 | 53 | 5.2
1978-11-03 | 15:00 | 13.3 | 55 | 5.2
1978-11-03 | 16:00 | 12.2 | 64 | 5.2
1978-11-03 | 17:00 | 10 | 80 | 4.6
1978-11-03 | 18:00 | 9.4 | 86 | 3.6
1978-11-03 | 19:00 | 9.4 | 86 | 2.1
1978-11-03 | 20:00 | 8.9 | 86 | 2.1
1978-11-03 | 21:00 | 7.8 | 89 | 2.1
1978-11-03 | 22:00 | 8.3 | 89 | 3.1
1978-11-03 | 23:00 | 7.2 | 93 | 1.5
1978-11-03 | 24:00 | 7.2 | 86 | 2.1
1978-11-04 | 1:00 | 6.7 | 83 | 2.6
1978-11-04 | 2:00 | 6.7 | 83 | 2.6
1978-11-04 | 3:00 | 6.1 | 89 | 2.6
1978-11-04 | 4:00 | 6.1 | 93 | 1
1978-11-04 | 5:00 | 5.6 | 93 | 2.1
1978-11-04 | 6:00 | 5.6 | 93 | 2.1
1978-11-04 | 7:00 | 5.6 | 96 | 2.1
1978-11-04 | 8:00 | 6.1 | 93 | 2.6
1978-11-04 | 9:00 | 6.1 | 100 | 2.1
1978-11-04 | 10:00 | 7.2 | 100 | 2.6
1978-11-04 | 11:00 | 8.9 | 93 | 2.6
1978-11-04 | 12:00 | 10 | 96 | 1
1978-11-04 | 13:00 | 10 | 93 | 2.1
1978-11-04 | 14:00 | 9.4 | 96 | 2.1
1978-11-04 | 15:00 | 9.4 | 100 | 2.1
1978-11-04 | 16:00 | 9.4 | 100 | 1.5
1978-11-04 | 17:00 | 9.4 | 93 | 2.1
1978-11-04 | 18:00 | 9.4 | 96 | 2.1
1978-11-04 | 19:00 | 9.4 | 96 | 1.5
1978-11-04 | 20:00 | 9.4 | 93 | 0
1978-11-04 | 21:00 | 8.9 | 100 | 1
1978-11-04 | 22:00 | 8.9 | 100 | 1.5
1978-11-04 | 23:00 | 8.9 | 96 | 1.5
1978-11-04 | 24:00 | 8.9 | 96 | 2.6
1978-11-05 | 1:00 | 7.8 | 96 | 2.6
1978-11-05 | 2:00 | 7.2 | 100 | 2.1
1978-11-05 | 3:00 | 7.8 | 100 | 3.6
1978-11-05 | 4:00 | 7.8 | 100 | 3.6
1978-11-05 | 5:00 | 7.2 | 100 | 2.1
1978-11-05 | 6:00 | 7.2 | 100 | 1
1978-11-05 | 7:00 | 7.2 | 100 | 3.1
1978-11-05 | 8:00 | 7.2 | 100 | 1
1978-11-05 | 9:00 | 7.2 | 100 | 1.5
1978-11-05 | 10:00 | 7.2 | 100 | 3.1
1978-11-05 | 11:00 | 7.2 | 100 | 3.1
1978-11-05 | 12:00 | 8.3 | 89 | 4.1
1978-11-05 | 13:00 | 9.4 | 86 | 5.2
1978-11-05 | 14:00 | 11.1 | 80 | 3.6
1978-11-05 | 15:00 | 11.1 | 80 | 4.6
1978-11-05 | 16:00 | 10.6 | 80 | 3.6
1978-11-05 | 17:00 | 9.4 | 86 | 3.6
1978-11-05 | 18:00 | 9.4 | 86 | 3.1
1978-11-05 | 19:00 | 8.9 | 89 | 3.6
1978-11-05 | 20:00 | 9.4 | 86 | 1.5
1978-11-05 | 21:00 | 9.4 | 86 | 2.6
1978-11-05 | 22:00 | 8.9 | 89 | 2.1
1978-11-05 | 23:00 | 8.9 | 89 | 1
1978-11-05 | 24:00 | 8.9 | 89 | 2.1
1978-11-06 | 1:00 | 8.9 | 89 | 2.6
1978-11-06 | 2:00 | 8.9 | 89 | 3.1
1978-11-06 | 3:00 | 8.9 | 89 | 2.6
1978-11-06 | 4:00 | 8.9 | 86 | 2.1
1978-11-06 | 5:00 | 8.3 | 89 | 0.5
1978-11-06 | 6:00 | 8.3 | 89 | 3.6
1978-11-06 | 7:00 | 7.8 | 89 | 1
1978-11-06 | 8:00 | 7.8 | 93 | 2.1
1978-11-06 | 9:00 | 8.3 | 89 | 1.5
1978-11-06 | 10:00 | 9.4 | 86 | 3.6
1978-11-06 | 11:00 | 11.7 | 74 | 4.1
1978-11-06 | 12:00 | 13.3 | 69 | 3.1
1978-11-06 | 13:00 | 13.3 | 75 | 4.1
1978-11-06 | 14:00 | 12.8 | 83 | 3.6
1978-11-06 | 15:00 | 15 | 72 | 1
1978-11-06 | 16:00 | 17.2 | 60 | 3.6
1978-11-06 | 17:00 | 16.1 | 65 | 4.1
1978-11-06 | 18:00 | 14.4 | 72 | 3.1
1978-11-06 | 19:00 | 15.6 | 70 | 4.1
1978-11-06 | 20:00 | 14.4 | 75 | 5.2
1978-11-06 | 21:00 | 13.9 | 75 | 3.6
1978-11-06 | 22:00 | 13.3 | 78 | 4.1
1978-11-06 | 23:00 | 13.3 | 78 | 4.6
1978-11-06 | 24:00 | 13.3 | 78 | 4.1
1978-11-07 | 1:00 | 12.8 | 77 | 4.6
1978-11-07 | 2:00 | 12.8 | 77 | 5.2
1978-11-07 | 3:00 | 12.8 | 77 | 4.6
1978-11-07 | 4:00 | 12.8 | 75 | 5.7
1978-11-07 | 5:00 | 12.2 | 77 | 4.6
1978-11-07 | 6:00 | 11.1 | 80 | 4.1
1978-11-07 | 7:00 | 11.1 | 80 | 2.1
1978-11-07 | 8:00 | 12.2 | 75 | 3.6
1978-11-07 | 9:00 | 13.3 | 67 | 3.6
1978-11-07 | 10:00 | 14.4 | 62 | 3.1
1978-11-07 | 11:00 | 15 | 65 | 4.1
1978-11-07 | 12:00 | 13.9 | 72 | 5.2
1978-11-07 | 13:00 | 13.3 | 69 | 5.2
1978-11-07 | 14:00 | 13.3 | 67 | 4.6
1978-11-07 | 15:00 | 12.2 | 72 | 5.7
1978-11-07 | 16:00 | 11.7 | 74 | 4.6
1978-11-07 | 17:00 | 11.1 | 77 | 4.1
1978-11-07 | 18:00 | 11.1 | 72 | 4.1
1978-11-07 | 19:00 | 11.1 | 74 | 4.6
1978-11-07 | 20:00 | 10 | 80 | 4.1
1978-11-07 | 21:00 | 9.4 | 83 | 3.1
1978-11-07 | 22:00 | 8.9 | 89 | 4.6
1978-11-07 | 23:00 | 8.9 | 89 | 6.2
1978-11-07 | 24:00 | 8.9 | 89 | 4.1
1978-11-08 | 1:00 | 8.9 | 89 | 5.7
1978-11-08 | 2:00 | 8.3 | 89 | 5.7
1978-11-08 | 3:00 | 8.3 | 89 | 6.2
1978-11-08 | 4:00 | 8.3 | 86 | 4.6
1978-11-08 | 5:00 | 7.2 | 93 | 4.6
1978-11-08 | 6:00 | 6.7 | 93 | 4.1
1978-11-08 | 7:00 | 6.7 | 93 | 4.6
1978-11-08 | 8:00 | 6.7 | 96 | 4.6
1978-11-08 | 9:00 | 7.2 | 93 | 5.7
1978-11-08 | 10:00 | 7.2 | 89 | 4.6
1978-11-08 | 11:00 | 7.2 | 89 | 4.6
1978-11-08 | 12:00 | 7.2 | 93 | 4.1
1978-11-08 | 13:00 | 7.8 | 89 | 4.1
1978-11-08 | 14:00 | 7.8 | 93 | 5.7
1978-11-08 | 15:00 | 8.3 | 83 | 6.2
1978-11-08 | 16:00 | 8.3 | 83 | 4.6
1978-11-08 | 17:00 | 8.3 | 80 | 2.6
1978-11-08 | 18:00 | 8.3 | 83 | 3.6
1978-11-08 | 19:00 | 7.8 | 83 | 3.1
1978-11-08 | 20:00 | 7.8 | 83 | 4.1
1978-11-08 | 21:00 | 7.8 | 83 | 4.1
1978-11-08 | 22:00 | 7.2 | 86 | 2.6
1978-11-08 | 23:00 | 7.8 | 83 | 3.6
1978-11-08 | 24:00 | 7.2 | 83 | 2.1
1978-11-09 | 1:00 | 7.2 | 83 | 2.1
1978-11-09 | 2:00 | 7.2 | 83 | 2.1
1978-11-09 | 3:00 | 6.7 | 80 | 2.6
1978-11-09 | 4:00 | 5.6 | 86 | 4.1
1978-11-09 | 5:00 | 6.1 | 83 | 3.1
1978-11-09 | 6:00 | 5.6 | 86 | 3.6
1978-11-09 | 7:00 | 5.6 | 86 | 3.6
1978-11-09 | 8:00 | 6.1 | 89 | 5.2
1978-11-09 | 9:00 | 7.8 | 80 | 6.2
1978-11-09 | 10:00 | 9.4 | 69 | 5.7
1978-11-09 | 11:00 | 12.2 | 55 | 5.7
1978-11-09 | 12:00 | 13.9 | 47 | 5.2
1978-11-09 | 13:00 | 15.6 | 41 | 5.2
1978-11-09 | 14:00 | 16.7 | 34 | 6.2
1978-11-09 | 15:00 | 17.2 | 31 | 7.2
1978-11-09 | 16:00 | 16.7 | 37 | 5.2
1978-11-09 | 17:00 | 15 | 39 | 6.7
1978-11-09 | 18:00 | 13.3 | 45 | 2.6
1978-11-09 | 19:00 | 13.3 | 45 | 4.6
1978-11-09 | 20:00 | 13.3 | 44 | 5.2
1978-11-09 | 21:00 | 13.3 | 44 | 4.6
1978-11-09 | 22:00 | 12.2 | 47 | 3.6
1978-11-09 | 23:00 | 12.2 | 49 | 2.6
1978-11-09 | 24:00 | 10 | 54 | 1.5
1978-11-10 | 1:00 | 10.6 | 54 | 3.1
1978-11-10 | 2:00 | 9.4 | 59 | 2.1
1978-11-10 | 3:00 | 9.4 | 61 | 3.6
1978-11-10 | 4:00 | 8.3 | 63 | 3.6
1978-11-10 | 5:00 | 8.3 | 63 | 3.6
1978-11-10 | 6:00 | 8.3 | 63 | 2.6
1978-11-10 | 7:00 | 8.3 | 63 | 1.5
1978-11-10 | 8:00 | 10 | 64 | 2.6
1978-11-10 | 9:00 | 11.7 | 69 | 3.6
1978-11-10 | 10:00 | 12.8 | 69 | 4.1
1978-11-10 | 11:00 | 13.3 | 69 | 5.2
1978-11-10 | 12:00 | 13.3 | 69 | 4.1
1978-11-10 | 13:00 | 13.3 | 72 | 5.2
1978-11-10 | 14:00 | 13.3 | 72 | 5.2
1978-11-10 | 15:00 | 12.8 | 72 | 6.2
1978-11-10 | 16:00 | 11.7 | 80 | 5.2
1978-11-10 | 17:00 | 10.6 | 86 | 4.6
1978-11-10 | 18:00 | 10 | 89 | 5.2
1978-11-10 | 19:00 | 10 | 93 | 4.1
1978-11-10 | 20:00 | 10 | 93 | 3.6
1978-11-10 | 21:00 | 10 | 89 | 3.6
1978-11-10 | 22:00 | 9.4 | 93 | 3.6
1978-11-10 | 23:00 | 9.4 | 93 | 3.6
1978-11-10 | 24:00 | 10 | 89 | 4.1
1978-11-11 | 1:00 | 10 | 89 | 4.1
1978-11-11 | 2:00 | 10 | 89 | 3.6
1978-11-11 | 3:00 | 10 | 89 | 2.1
1978-11-11 | 4:00 | 10 | 89 | 2.1
1978-11-11 | 5:00 | 9.4 | 93 | 1.5
1978-11-11 | 6:00 | 8.9 | 96 | 1.5
1978-11-11 | 7:00 | 9.4 | 96 | 1.5
1978-11-11 | 8:00 | 10 | 96 | 1.5
1978-11-11 | 9:00 | 10 | 96 | 1.5
1978-11-11 | 10:00 | 11.1 | 93 | 2.1
1978-11-11 | 11:00 | 11.1 | 93 | 1.5
1978-11-11 | 12:00 | 12.2 | 86 | 2.6
1978-11-11 | 13:00 | 12.2 | 86 | 2.6
1978-11-11 | 14:00 | 12.2 | 86 | 2.6
1978-11-11 | 15:00 | 12.2 | 86 | 2.1
1978-11-11 | 16:00 | 11.7 | 90 | 2.1
1978-11-11 | 17:00 | 10 | 93 | 1.5
1978-11-11 | 18:00 | 9.4 | 96 | 2.6
1978-11-11 | 19:00 | 9.4 | 96 | 0.5
1978-11-11 | 20:00 | 9.4 | 96 | 3.1
1978-11-11 | 21:00 | 10 | 93 | 3.6
1978-11-11 | 22:00 | 10.6 | 83 | 4.1
1978-11-11 | 23:00 | 11.1 | 77 | 4.1
1978-11-11 | 24:00 | 10.6 | 77 | 4.6
1978-11-12 | 1:00 | 10.6 | 74 | 4.1
1978-11-12 | 2:00 | 10.6 | 71 | 5.7
1978-11-12 | 3:00 | 10.6 | 66 | 5.7
1978-11-12 | 4:00 | 10.6 | 66 | 6.7
1978-11-12 | 5:00 | 10 | 66 | 6.2
1978-11-12 | 6:00 | 9.4 | 63 | 6.7
1978-11-12 | 7:00 | 8.3 | 61 | 6.7
1978-11-12 | 8:00 | 8.3 | 61 | 5.2
1978-11-12 | 9:00 | 7.8 | 58 | 5.2
1978-11-12 | 10:00 | 7.2 | 58 | 7.2
1978-11-12 | 11:00 | 7.2 | 56 | 7.2
1978-11-12 | 12:00 | 6.1 | 63 | 6.7
1978-11-12 | 13:00 | 6.1 | 60 | 7.7
1978-11-12 | 14:00 | 6.1 | 60 | 8.2
1978-11-12 | 15:00 | 5.6 | 55 | 7.2
1978-11-12 | 16:00 | 5.6 | 58 | 6.7
1978-11-12 | 17:00 | 5 | 58 | 5.7
1978-11-12 | 18:00 | 4.4 | 57 | 5.2
1978-11-12 | 19:00 | 4.4 | 60 | 5.2
1978-11-12 | 20:00 | 4.4 | 60 | 5.2
1978-11-12 | 21:00 | 4.4 | 55 | 5.2
1978-11-12 | 22:00 | 4.4 | 55 | 3.6
1978-11-12 | 23:00 | 2.8 | 65 | 3.1
1978-11-12 | 24:00 | 2.2 | 64 | 4.1
1978-11-13 | 1:00 | 1.1 | 67 | 4.6
1978-11-13 | 2:00 | 1.1 | 67 | 4.1
1978-11-13 | 3:00 | 0 | 69 | 4.1
1978-11-13 | 4:00 | 0 | 72 | 3.6
1978-11-13 | 5:00 | 0 | 72 | 4.1
1978-11-13 | 6:00 | 0 | 72 | 4.1
1978-11-13 | 7:00 | 0 | 72 | 3.6
1978-11-13 | 8:00 | 0.6 | 72 | 4.1
1978-11-13 | 9:00 | 1.1 | 70 | 3.6
1978-11-13 | 10:00 | 3.9 | 65 | 4.1
1978-11-13 | 11:00 | 5.6 | 58 | 4.6
1978-11-13 | 12:00 | 5.6 | 58 | 4.1
1978-11-13 | 13:00 | 5.6 | 55 | 4.1
1978-11-13 | 14:00 | 5.6 | 55 | 4.1
1978-11-13 | 15:00 | 5.6 | 58 | 4.6
1978-11-13 | 16:00 | 5.6 | 58 | 4.1
1978-11-13 | 17:00 | 4.4 | 62 | 5.7
1978-11-13 | 18:00 | 4.4 | 62 | 5.7
1978-11-13 | 19:00 | 4.4 | 65 | 6.2
1978-11-13 | 20:00 | 4.4 | 68 | 6.7
1978-11-13 | 21:00 | 4.4 | 70 | 3.6
1978-11-13 | 22:00 | 5 | 68 | 4.6
1978-11-13 | 23:00 | 5.6 | 71 | 5.7
1978-11-13 | 24:00 | 5.6 | 71 | 4.1
1978-11-14 | 1:00 | 5.6 | 73 | 6.2
1978-11-14 | 2:00 | 5.6 | 73 | 4.1
1978-11-14 | 3:00 | 6.1 | 76 | 5.2
1978-11-14 | 4:00 | 6.7 | 76 | 4.1
1978-11-14 | 5:00 | 6.7 | 80 | 4.6
1978-11-14 | 6:00 | 7.2 | 80 | 5.2
1978-11-14 | 7:00 | 7.8 | 89 | 6.2
1978-11-14 | 8:00 | 8.9 | 89 | 5.7
1978-11-14 | 9:00 | 11.7 | 83 | 7.2
1978-11-14 | 10:00 | 13.9 | 78 | 10.3
1978-11-14 | 11:00 | 15.6 | 75 | 9.8
1978-11-14 | 12:00 | 16.7 | 70 | 10.8
1978-11-14 | 13:00 | 17.8 | 61 | 10.3
1978-11-14 | 14:00 | 18.3 | 59 | 10.3
1978-11-14 | 15:00 | 17.8 | 61 | 9.3
1978-11-14 | 16:00 | 16.7 | 65 | 8.2
1978-11-14 | 17:00 | 16.1 | 67 | 7.2
1978-11-14 | 18:00 | 15.6 | 70 | 6.7
1978-11-14 | 19:00 | 13.9 | 78 | 5.7
1978-11-14 | 20:00 | 15 | 75 | 6.2
1978-11-14 | 21:00 | 15.6 | 72 | 7.2
1978-11-14 | 22:00 | 15.6 | 75 | 7.7
1978-11-14 | 23:00 | 15.6 | 75 | 7.2
1978-11-14 | 24:00 | 15.6 | 72 | 6.2
1978-11-15 | 1:00 | 15.6 | 72 | 5.2
1978-11-15 | 2:00 | 15.6 | 72 | 4.6
1978-11-15 | 3:00 | 13.9 | 60 | 5.7
1978-11-15 | 4:00 | 12.8 | 55 | 6.7
1978-11-15 | 5:00 | 11.7 | 55 | 6.7
1978-11-15 | 6:00 | 10.6 | 48 | 7.2
1978-11-15 | 7:00 | 8.9 | 50 | 6.7
1978-11-15 | 8:00 | 8.9 | 50 | 6.2
1978-11-15 | 9:00 | 10 | 46 | 4.1
1978-11-15 | 10:00 | 10.6 | 43 | 6.2
1978-11-15 | 11:00 | 10.6 | 43 | 6.7
1978-11-15 | 12:00 | 11.7 | 38 | 3.6
1978-11-15 | 13:00 | 12.2 | 37 | 5.7
1978-11-15 | 14:00 | 12.8 | 36 | 6.2
1978-11-15 | 15:00 | 12.8 | 36 | 4.6
1978-11-15 | 16:00 | 11.1 | 40 | 5.2
1978-11-15 | 17:00 | 10.6 | 39 | 5.2
1978-11-15 | 18:00 | 10 | 41 | 4.6
1978-11-15 | 19:00 | 8.9 | 41 | 4.6
1978-11-15 | 20:00 | 8.3 | 42 | 3.1
1978-11-15 | 21:00 | 8.3 | 42 | 4.1
1978-11-15 | 22:00 | 7.8 | 40 | 2.6
1978-11-15 | 23:00 | 7.2 | 44 | 1.5
1978-11-15 | 24:00 | 7.2 | 46 | 2.1
1978-11-16 | 1:00 | 6.7 | 53 | 1.5
1978-11-16 | 2:00 | 5.6 | 60 | 1.5
1978-11-16 | 3:00 | 5.6 | 65 | 1.5
1978-11-16 | 4:00 | 5 | 73 | 3.6
1978-11-16 | 5:00 | 5 | 76 | 3.1
1978-11-16 | 6:00 | 5.6 | 73 | 2.6
1978-11-16 | 7:00 | 5.6 | 71 | 3.6
1978-11-16 | 8:00 | 5.6 | 68 | 3.6
1978-11-16 | 9:00 | 6.1 | 68 | 3.1
1978-11-16 | 10:00 | 6.7 | 58 | 2.6
1978-11-16 | 11:00 | 7.8 | 44 | 3.1
1978-11-16 | 12:00 | 8.3 | 41 | 3.1
1978-11-16 | 13:00 | 8.9 | 39 | 1.5
1978-11-16 | 14:00 | 9.4 | 36 | 2.1
1978-11-16 | 15:00 | 8.9 | 44 | 3.6
1978-11-16 | 16:00 | 7.8 | 48 | 3.6
1978-11-16 | 17:00 | 6.7 | 51 | 3.6
1978-11-16 | 18:00 | 6.1 | 56 | 4.6
1978-11-16 | 19:00 | 6.1 | 47 | 3.6
1978-11-16 | 20:00 | 5 | 51 | 3.6
1978-11-16 | 21:00 | 4.4 | 53 | 3.6
1978-11-16 | 22:00 | 3.3 | 55 | 3.1
1978-11-16 | 23:00 | 2.8 | 59 | 3.1
1978-11-16 | 24:00 | 2.2 | 64 | 3.1
1978-11-17 | 1:00 | 2.8 | 65 | 2.6
1978-11-17 | 2:00 | 2.8 | 65 | 2.6
1978-11-17 | 3:00 | 2.8 | 65 | 3.1
1978-11-17 | 4:00 | 2.2 | 67 | 2.6
1978-11-17 | 5:00 | 1.7 | 70 | 2.1
1978-11-17 | 6:00 | 1.7 | 73 | 2.1
1978-11-17 | 7:00 | 1.7 | 76 | 1
1978-11-17 | 8:00 | 5 | 68 | 2.6
1978-11-17 | 9:00 | 6.7 | 65 | 6.2
1978-11-17 | 10:00 | 7.2 | 63 | 7.7
1978-11-17 | 11:00 | 7.2 | 63 | 6.7
1978-11-17 | 12:00 | 7.8 | 63 | 6.2
1978-11-17 | 13:00 | 7.8 | 66 | 6.7
1978-11-17 | 14:00 | 8.3 | 66 | 7.7
1978-11-17 | 15:00 | 8.3 | 66 | 7.2
1978-11-17 | 16:00 | 8.3 | 68 | 6.7
1978-11-17 | 17:00 | 8.3 | 71 | 6.2
1978-11-17 | 18:00 | 7.8 | 83 | 6.7
1978-11-17 | 19:00 | 7.8 | 93 | 6.7
1978-11-17 | 20:00 | 7.8 | 100 | 7.7
1978-11-17 | 21:00 | 8.3 | 96 | 7.2
1978-11-17 | 22:00 | 10 | 93 | 6.7
1978-11-17 | 23:00 | 10.6 | 96 | 5.7
1978-11-17 | 24:00 | 12.2 | 100 | 9.8
1978-11-18 | 1:00 | 13.3 | 100 | 8.2
1978-11-18 | 2:00 | 15 | 100 | 7.2
1978-11-18 | 3:00 | 16.7 | 100 | 10.3
1978-11-18 | 4:00 | 16.7 | 100 | 11.3
1978-11-18 | 5:00 | 16.7 | 97 | 11.3
1978-11-18 | 6:00 | 16.7 | 97 | 9.8
1978-11-18 | 7:00 | 16.7 | 100 | 9.3
1978-11-18 | 8:00 | 17.2 | 97 | 10.3
1978-11-18 | 9:00 | 17.8 | 93 | 9.3
1978-11-18 | 10:00 | 19.4 | 81 | 11.3
1978-11-18 | 11:00 | 20 | 71 | 8.2
1978-11-18 | 12:00 | 20.6 | 57 | 8.2
1978-11-18 | 13:00 | 20 | 53 | 9.3
1978-11-18 | 14:00 | 18.9 | 52 | 8.8
1978-11-18 | 15:00 | 16.7 | 50 | 10.8
1978-11-18 | 16:00 | 14.4 | 46 | 7.7
1978-11-18 | 17:00 | 11.7 | 53 | 6.7
1978-11-18 | 18:00 | 11.1 | 55 | 6.7
1978-11-18 | 19:00 | 10.6 | 57 | 6.2
1978-11-18 | 20:00 | 10 | 57 | 6.7
1978-11-18 | 21:00 | 9.4 | 59 | 5.7
1978-11-18 | 22:00 | 8.9 | 61 | 4.1
1978-11-18 | 23:00 | 8.3 | 61 | 5.2
1978-11-18 | 24:00 | 8.3 | 61 | 5.7
1978-11-19 | 1:00 | 7.8 | 63 | 3.6
1978-11-19 | 2:00 | 7.2 | 63 | 3.6
1978-11-19 | 3:00 | 6.7 | 65 | 4.1
1978-11-19 | 4:00 | 6.7 | 60 | 3.6
1978-11-19 | 5:00 | 6.7 | 58 | 4.6
1978-11-19 | 6:00 | 6.1 | 60 | 2.6
1978-11-19 | 7:00 | 6.1 | 63 | 3.6
1978-11-19 | 8:00 | 6.1 | 63 | 3.6
1978-11-19 | 9:00 | 7.2 | 58 | 3.6
1978-11-19 | 10:00 | 8.3 | 56 | 5.2
1978-11-19 | 11:00 | 9.4 | 56 | 6.2
1978-11-19 | 12:00 | 10.6 | 52 | 6.7
1978-11-19 | 13:00 | 11.1 | 49 | 7.7
1978-11-19 | 14:00 | 11.1 | 50 | 8.2
1978-11-19 | 15:00 | 11.1 | 50 | 6.7
1978-11-19 | 16:00 | 11.1 | 50 | 6.2
1978-11-19 | 17:00 | 10 | 54 | 5.7
1978-11-19 | 18:00 | 8.9 | 59 | 4.6
1978-11-19 | 19:00 | 8.3 | 61 | 4.1
1978-11-19 | 20:00 | 7.8 | 61 | 4.6
1978-11-19 | 21:00 | 7.8 | 54 | 5.2
1978-11-19 | 22:00 | 7.8 | 50 | 6.2
1978-11-19 | 23:00 | 7.2 | 49 | 5.7
1978-11-19 | 24:00 | 6.1 | 53 | 5.2
1978-11-20 | 1:00 | 6.1 | 53 | 5.2
1978-11-20 | 2:00 | 5.6 | 53 | 5.7
1978-11-20 | 3:00 | 5 | 55 | 5.2
1978-11-20 | 4:00 | 4.4 | 57 | 4.6
1978-11-20 | 5:00 | 3.9 | 60 | 4.1
1978-11-20 | 6:00 | 3.9 | 57 | 2.1
1978-11-20 | 7:00 | 2.8 | 62 | 4.1
1978-11-20 | 8:00 | 2.8 | 59 | 4.1
1978-11-20 | 9:00 | 3.3 | 53 | 6.2
1978-11-20 | 10:00 | 4.4 | 47 | 5.7
1978-11-20 | 11:00 | 5 | 45 | 5.2
1978-11-20 | 12:00 | 5.6 | 41 | 4.6
1978-11-20 | 13:00 | 6.1 | 42 | 3.6
1978-11-20 | 14:00 | 6.1 | 40 | 2.6
1978-11-20 | 15:00 | 6.1 | 38 | 4.1
1978-11-20 | 16:00 | 5.6 | 38 | 4.1
1978-11-20 | 17:00 | 4.4 | 41 | 4.6
1978-11-20 | 18:00 | 3.9 | 41 | 5.2
1978-11-20 | 19:00 | 3.3 | 41 | 4.1
1978-11-20 | 20:00 | 2.2 | 42 | 2.1
1978-11-20 | 21:00 | 2.2 | 39 | 2.6
1978-11-20 | 22:00 | 2.2 | 39 | 2.6
1978-11-20 | 23:00 | 2.2 | 37 | 2.6
1978-11-20 | 24:00 | 1.7 | 37 | 5.2
1978-11-21 | 1:00 | 1.1 | 44 | 4.6
1978-11-21 | 2:00 | 1.1 | 46 | 4.1
1978-11-21 | 3:00 | 0 | 64 | 4.6
1978-11-21 | 4:00 | -1.1 | 82 | 5.7
1978-11-21 | 5:00 | -1.7 | 85 | 4.6
1978-11-21 | 6:00 | -1.7 | 85 | 4.6
1978-11-21 | 7:00 | -1.7 | 85 | 5.2
1978-11-21 | 8:00 | -1.7 | 85 | 6.2
1978-11-21 | 9:00 | -1.7 | 85 | 5.2
1978-11-21 | 10:00 | -1.7 | 89 | 6.2
1978-11-21 | 11:00 | -1.7 | 89 | 5.2
1978-11-21 | 12:00 | -1.1 | 89 | 5.2
1978-11-21 | 13:00 | -0.6 | 89 | 4.6
1978-11-21 | 14:00 | -0.6 | 89 | 4.1
1978-11-21 | 15:00 | -1.1 | 89 | 6.2
1978-11-21 | 16:00 | -1.1 | 89 | 5.7
1978-11-21 | 17:00 | -1.1 | 89 | 6.2
1978-11-21 | 18:00 | -1.1 | 89 | 5.7
1978-11-21 | 19:00 | -1.7 | 92 | 5.2
1978-11-21 | 20:00 | -1.7 | 89 | 6.2
1978-11-21 | 21:00 | -1.7 | 89 | 7.7
1978-11-21 | 22:00 | -1.7 | 89 | 5.2
1978-11-21 | 23:00 | -1.7 | 89 | 7.2
1978-11-21 | 24:00 | -1.7 | 89 | 6.2
1978-11-22 | 1:00 | -1.1 | 85 | 6.7
1978-11-22 | 2:00 | -1.7 | 85 | 6.2
1978-11-22 | 3:00 | -1.7 | 82 | 7.7
1978-11-22 | 4:00 | -1.7 | 82 | 7.2
1978-11-22 | 5:00 | -1.1 | 78 | 7.2
1978-11-22 | 6:00 | -1.1 | 82 | 7.7
1978-11-22 | 7:00 | -1.1 | 78 | 6.7
1978-11-22 | 8:00 | -1.1 | 78 | 6.7
1978-11-22 | 9:00 | -1.7 | 82 | 6.7
1978-11-22 | 10:00 | -1.7 | 82 | 7.7
1978-11-22 | 11:00 | -1.7 | 85 | 6.7
1978-11-22 | 12:00 | -1.1 | 82 | 7.2
1978-11-22 | 13:00 | -1.1 | 82 | 6.7
1978-11-22 | 14:00 | -1.1 | 82 | 6.2
1978-11-22 | 15:00 | -1.1 | 82 | 6.7
1978-11-22 | 16:00 | -1.1 | 82 | 6.2
1978-11-22 | 17:00 | -0.6 | 78 | 6.2
1978-11-22 | 18:00 | -0.6 | 75 | 6.2
1978-11-22 | 19:00 | -0.6 | 69 | 6.2
1978-11-22 | 20:00 | -0.6 | 69 | 6.2
1978-11-22 | 21:00 | -0.6 | 69 | 5.2
1978-11-22 | 22:00 | -0.6 | 66 | 5.2
1978-11-22 | 23:00 | -0.6 | 66 | 4.1
1978-11-22 | 24:00 | -0.6 | 61 | 5.2
1978-11-23 | 1:00 | -1.1 | 61 | 5.7
1978-11-23 | 2:00 | -1.1 | 64 | 5.2
1978-11-23 | 3:00 | -1.1 | 61 | 6.2
1978-11-23 | 4:00 | -1.1 | 58 | 5.2
1978-11-23 | 5:00 | -1.1 | 58 | 6.2
1978-11-23 | 6:00 | -1.1 | 58 | 4.6
1978-11-23 | 7:00 | -1.1 | 58 | 5.2
1978-11-23 | 8:00 | -1.1 | 61 | 5.2
1978-11-23 | 9:00 | -1.1 | 64 | 4.6
1978-11-23 | 10:00 | 0 | 67 | 4.1
1978-11-23 | 11:00 | 0 | 69 | 4.6
1978-11-23 | 12:00 | 0.6 | 70 | 2.6
1978-11-23 | 13:00 | 1.7 | 70 | 4.6
1978-11-23 | 14:00 | 1.7 | 70 | 4.1
1978-11-23 | 15:00 | 1.7 | 73 | 5.7
1978-11-23 | 16:00 | 1.7 | 73 | 5.2
1978-11-23 | 17:00 | 1.7 | 70 | 5.2
1978-11-23 | 18:00 | 1.7 | 70 | 4.6
1978-11-23 | 19:00 | 1.7 | 73 | 5.2
1978-11-23 | 20:00 | 1.7 | 76 | 5.2
1978-11-23 | 21:00 | 2.2 | 79 | 7.7
1978-11-23 | 22:00 | 2.8 | 82 | 8.8
1978-11-23 | 23:00 | 2.8 | 89 | 7.7
1978-11-23 | 24:00 | 2.8 | 92 | 7.2
1978-11-24 | 1:00 | 2.8 | 96 | 3.6
1978-11-24 | 2:00 | 2.8 | 96 | 2.1
1978-11-24 | 3:00 | 4.4 | 96 | 6.2
1978-11-24 | 4:00 | 5 | 100 | 5.7
1978-11-24 | 5:00 | 5.6 | 100 | 5.7
1978-11-24 | 6:00 | 5.6 | 100 | 3.1
1978-11-24 | 7:00 | 6.1 | 100 | 1
1978-11-24 | 8:00 | 6.1 | 100 | 2.6
1978-11-24 | 9:00 | 6.7 | 100 | 3.1
1978-11-24 | 10:00 | 7.2 | 100 | 4.1
1978-11-24 | 11:00 | 7.2 | 100 | 4.1
1978-11-24 | 12:00 | 7.8 | 100 | 4.6
1978-11-24 | 13:00 | 8.3 | 100 | 3.1
1978-11-24 | 14:00 | 5 | 93 | 6.2
1978-11-24 | 15:00 | 3.9 | 96 | 6.2
1978-11-24 | 16:00 | 5 | 93 | 5.2
1978-11-24 | 17:00 | 5 | 93 | 4.1
1978-11-24 | 18:00 | 5 | 89 | 5.2
1978-11-24 | 19:00 | 5 | 89 | 3.6
1978-11-24 | 20:00 | 5 | 86 | 5.2
1978-11-24 | 21:00 | 5 | 86 | 4.1
1978-11-24 | 22:00 | 5 | 86 | 5.2
1978-11-24 | 23:00 | 5 | 79 | 6.7
1978-11-24 | 24:00 | 5 | 76 | 5.2
1978-11-25 | 1:00 | 4.4 | 79 | 3.6
1978-11-25 | 2:00 | 4.4 | 79 | 5.2
1978-11-25 | 3:00 | 4.4 | 79 | 4.1
1978-11-25 | 4:00 | 3.3 | 79 | 3.6
1978-11-25 | 5:00 | 3.3 | 76 | 5.2
1978-11-25 | 6:00 | 2.8 | 70 | 6.2
1978-11-25 | 7:00 | 1.7 | 64 | 6.7
1978-11-25 | 8:00 | 1.7 | 62 | 6.7
1978-11-25 | 9:00 | 1.7 | 64 | 6.2
1978-11-25 | 10:00 | 1.7 | 64 | 7.7
1978-11-25 | 11:00 | 2.2 | 59 | 7.2
1978-11-25 | 12:00 | 2.2 | 59 | 7.2
1978-11-25 | 13:00 | 2.2 | 55 | 8.2
1978-11-25 | 14:00 | 2.2 | 55 | 7.7
1978-11-25 | 15:00 | 2.2 | 50 | 8.2
1978-11-25 | 16:00 | 2.2 | 46 | 8.8
1978-11-25 | 17:00 | 1.7 | 48 | 6.2
1978-11-25 | 18:00 | 1.1 | 50 | 6.7
1978-11-25 | 19:00 | 0.6 | 52 | 5.2
1978-11-25 | 20:00 | -0.6 | 54 | 7.2
1978-11-25 | 21:00 | -1.1 | 51 | 7.2
1978-11-25 | 22:00 | -1.7 | 49 | 6.2
1978-11-25 | 23:00 | -2.8 | 53 | 5.7
1978-11-25 | 24:00 | -3.3 | 53 | 8.8
1978-11-26 | 1:00 | -3.9 | 53 | 8.8
1978-11-26 | 2:00 | -4.4 | 53 | 6.7
1978-11-26 | 3:00 | -4.4 | 53 | 8.8
1978-11-26 | 4:00 | -5.6 | 48 | 9.8
1978-11-26 | 5:00 | -6.1 | 48 | 9.8
1978-11-26 | 6:00 | -6.7 | 50 | 6.7
1978-11-26 | 7:00 | -6.7 | 50 | 7.2
1978-11-26 | 8:00 | -6.1 | 48 | 8.2
1978-11-26 | 9:00 | -5.6 | 46 | 8.2
1978-11-26 | 10:00 | -4.4 | 40 | 8.2
1978-11-26 | 11:00 | -3.9 | 37 | 8.2
1978-11-26 | 12:00 | -3.3 | 35 | 8.8
1978-11-26 | 13:00 | -2.8 | 32 | 8.2
1978-11-26 | 14:00 | -2.2 | 31 | 7.7
1978-11-26 | 15:00 | -1.7 | 28 | 7.7
1978-11-26 | 16:00 | -1.7 | 27 | 5.7
1978-11-26 | 17:00 | -2.2 | 28 | 6.2
1978-11-26 | 18:00 | -2.8 | 31 | 8.8
1978-11-26 | 19:00 | -3.9 | 33 | 7.7
1978-11-26 | 20:00 | -5 | 35 | 7.2
1978-11-26 | 21:00 | -5.6 | 36 | 8.8
1978-11-26 | 22:00 | -7.2 | 43 | 6.7
1978-11-26 | 23:00 | -7.8 | 45 | 6.7
1978-11-26 | 24:00 | -7.8 | 47 | 6.2
1978-11-27 | 1:00 | -7.8 | 47 | 6.2
1978-11-27 | 2:00 | -7.8 | 47 | 4.6
1978-11-27 | 3:00 | -7.8 | 47 | 4.6
1978-11-27 | 4:00 | -7.8 | 47 | 4.1
1978-11-27 | 5:00 | -7.8 | 49 | 3.6
1978-11-27 | 6:00 | -7.2 | 47 | 3.6
1978-11-27 | 7:00 | -7.2 | 49 | 3.1
1978-11-27 | 8:00 | -7.2 | 49 | 2.6
1978-11-27 | 9:00 | -6.7 | 50 | 3.1
1978-11-27 | 10:00 | -6.1 | 52 | 4.1
1978-11-27 | 11:00 | -6.1 | 60 | 3.6
1978-11-27 | 12:00 | -6.1 | 68 | 3.1
1978-11-27 | 13:00 | -5 | 74 | 3.6
1978-11-27 | 14:00 | -4.4 | 88 | 3.1
1978-11-27 | 15:00 | -3.9 | 92 | 2.6
1978-11-27 | 16:00 | -1.7 | 92 | 7.2
1978-11-27 | 17:00 | -1.7 | 100 | 8.2
1978-11-27 | 18:00 | -1.7 | 100 | 9.3
1978-11-27 | 19:00 | -1.1 | 98 | 10.3
1978-11-27 | 20:00 | 0.6 | 89 | 12.4
1978-11-27 | 21:00 | 0.6 | 92 | 10.3
1978-11-27 | 22:00 | 0.6 | 94 | 10.8
1978-11-27 | 23:00 | 1.7 | 90 | 10.8
1978-11-27 | 24:00 | 2.2 | 89 | 7.7
1978-11-28 | 1:00 | 2.2 | 92 | 7.2
1978-11-28 | 2:00 | 2.2 | 96 | 7.2
1978-11-28 | 3:00 | -1.1 | 89 | 6.2
1978-11-28 | 4:00 | -3.3 | 88 | 6.2
1978-11-28 | 5:00 | -3.3 | 85 | 5.2
1978-11-28 | 6:00 | -3.3 | 88 | 5.2
1978-11-28 | 7:00 | -3.3 | 92 | 4.6
1978-11-28 | 8:00 | -3.9 | 88 | 4.1
1978-11-28 | 9:00 | -3.9 | 88 | 3.6
1978-11-28 | 10:00 | -3.9 | 92 | 4.1
1978-11-28 | 11:00 | -3.9 | 96 | 3.6
1978-11-28 | 12:00 | -3.9 | 96 | 4.1
1978-11-28 | 13:00 | -3.9 | 100 | 2.6
1978-11-28 | 14:00 | -1.1 | 92 | 3.1
1978-11-28 | 15:00 | 1.1 | 92 | 4.1
1978-11-28 | 16:00 | 2.8 | 89 | 7.2
1978-11-28 | 17:00 | 2.8 | 89 | 8.2
1978-11-28 | 18:00 | 3.3 | 86 | 7.7
1978-11-28 | 19:00 | 3.3 | 82 | 8.8
1978-11-28 | 20:00 | 3.3 | 73 | 10.3
1978-11-28 | 21:00 | 2.8 | 67 | 8.8
1978-11-28 | 22:00 | 2.8 | 65 | 8.8
1978-11-28 | 23:00 | 2.8 | 62 | 8.8
1978-11-28 | 24:00 | 2.8 | 62 | 6.7
1978-11-29 | 1:00 | 1.7 | 67 | 6.7
1978-11-29 | 2:00 | 1.7 | 64 | 3.6
1978-11-29 | 3:00 | 1.7 | 59 | 5.2
1978-11-29 | 4:00 | 0.6 | 67 | 4.6
1978-11-29 | 5:00 | 0.6 | 70 | 4.6
1978-11-29 | 6:00 | 1.1 | 67 | 3.6
1978-11-29 | 7:00 | 1.1 | 67 | 4.1
1978-11-29 | 8:00 | 1.1 | 73 | 3.6
1978-11-29 | 9:00 | 2.2 | 70 | 4.1
1978-11-29 | 10:00 | 3.3 | 67 | 3.1
1978-11-29 | 11:00 | 4.4 | 62 | 2.1
1978-11-29 | 12:00 | 5 | 60 | 3.1
1978-11-29 | 13:00 | 5 | 62 | 3.6
1978-11-29 | 14:00 | 5 | 62 | 3.1
1978-11-29 | 15:00 | 4.4 | 60 | 4.1
1978-11-29 | 16:00 | 3.9 | 65 | 4.6
1978-11-29 | 17:00 | 3.3 | 70 | 4.1
1978-11-29 | 18:00 | 3.9 | 67 | 5.2
1978-11-29 | 19:00 | 3.3 | 70 | 6.2
1978-11-29 | 20:00 | 3.3 | 76 | 7.7
1978-11-29 | 21:00 | 3.9 | 76 | 5.2
1978-11-29 | 22:00 | 3.9 | 79 | 4.1
1978-11-29 | 23:00 | 3.9 | 86 | 4.1
1978-11-29 | 24:00 | 3.9 | 89 | 3.1
1978-11-30 | 1:00 | 3.9 | 93 | 1
1978-11-30 | 2:00 | 3.9 | 96 | 2.6
1978-11-30 | 3:00 | 3.9 | 96 | 2.1
1978-11-30 | 4:00 | 3.9 | 96 | 3.1
1978-11-30 | 5:00 | 3.3 | 96 | 4.6
1978-11-30 | 6:00 | 3.3 | 93 | 2.6
1978-11-30 | 7:00 | 3.9 | 93 | 2.6
1978-11-30 | 8:00 | 4.4 | 89 | 4.6
1978-11-30 | 9:00 | 4.4 | 89 | 5.2
1978-11-30 | 10:00 | 6.1 | 86 | 6.2
1978-11-30 | 11:00 | 7.8 | 74 | 7.7
1978-11-30 | 12:00 | 8.9 | 66 | 7.7
1978-11-30 | 13:00 | 9.4 | 59 | 9.3
1978-11-30 | 14:00 | 8.9 | 56 | 7.7
1978-11-30 | 15:00 | 8.9 | 59 | 7.7
1978-11-30 | 16:00 | 8.3 | 58 | 8.2
1978-11-30 | 17:00 | 7.8 | 63 | 5.7
1978-11-30 | 18:00 | 7.2 | 65 | 4.6
1978-11-30 | 19:00 | 6.7 | 68 | 4.1
1978-11-30 | 20:00 | 5.6 | 73 | 5.2
1978-11-30 | 21:00 | 5 | 70 | 5.2
1978-11-30 | 22:00 | 5.5 | 68 | 5.6
1978-11-30 | 23:00 | 5.9 | 57 | 6.1
1978-11-30 | 24:00 | 6.4 | 55 | 6.5
2003-12-01 | 1:00 | 6.9 | 58 | 6.9
2003-12-01 | 2:00 | 7.4 | 64 | 7.3
2003-12-01 | 3:00 | 7.8 | 55 | 7.8
2003-12-01 | 4:00 | 8.3 | 58 | 8.2
2003-12-01 | 5:00 | 7.8 | 60 | 8.8
2003-12-01 | 6:00 | 7.2 | 63 | 6.7
2003-12-01 | 7:00 | 7.2 | 60 | 6.7
2003-12-01 | 8:00 | 7.8 | 55 | 6.2
2003-12-01 | 9:00 | 8.9 | 49 | 8.2
2003-12-01 | 10:00 | 8.3 | 44 | 6.7
2003-12-01 | 11:00 | 8.3 | 46 | 6.7
2003-12-01 | 12:00 | 9.4 | 37 | 10.3
2003-12-01 | 13:00 | 8.3 | 40 | 11.3
2003-12-01 | 14:00 | 8.3 | 35 | 8.2
2003-12-01 | 15:00 | 4.4 | 61 | 9.8
2003-12-01 | 16:00 | 6.1 | 30 | 11.3
2003-12-01 | 17:00 | 5 | 31 | 8.8
2003-12-01 | 18:00 | 5 | 35 | 6.2
2003-12-01 | 19:00 | 3.9 | 34 | 8.2
2003-12-01 | 20:00 | 3.3 | 35 | 8.8
2003-12-01 | 21:00 | 2.8 | 38 | 7.7
2003-12-01 | 22:00 | 2.2 | 34 | 7.7
2003-12-01 | 23:00 | 1.7 | 41 | 8.2
2003-12-01 | 24:00 | 1.1 | 48 | 6.2
2003-12-02 | 1:00 | 1.1 | 55 | 7.2
2003-12-02 | 2:00 | 0 | 62 | 6.7
2003-12-02 | 3:00 | 0 | 62 | 6.2
2003-12-02 | 4:00 | 0 | 57 | 6.7
2003-12-02 | 5:00 | 0 | 57 | 9.3
2003-12-02 | 6:00 | 0.6 | 54 | 7.7
2003-12-02 | 7:00 | -1.7 | 83 | 6.2
2003-12-02 | 8:00 | -1.7 | 69 | 5.2
2003-12-02 | 9:00 | 0 | 57 | 4.6
2003-12-02 | 10:00 | 0 | 37 | 11.3
2003-12-02 | 11:00 | -2.8 | 65 | 7.7
2003-12-02 | 12:00 | -1.7 | 59 | 5.2
2003-12-02 | 13:00 | -2.8 | 65 | 8.2
2003-12-02 | 14:00 | -1.1 | 36 | 8.2
2003-12-02 | 15:00 | -2.2 | 38 | 9.8
2003-12-02 | 16:00 | -4.4 | 48 | 8.8
2003-12-02 | 17:00 | -5 | 37 | 8.8
2003-12-02 | 18:00 | -5.6 | 37 | 8.2
2003-12-02 | 19:00 | -6.7 | 37 | 9.3
2003-12-02 | 20:00 | -7.2 | 35 | 11.8
2003-12-02 | 21:00 | -7.2 | 35 | 11.8
2003-12-02 | 22:00 | -7.8 | 36 | 9.3
2003-12-02 | 23:00 | -7.8 | 36 | 7.7
2003-12-02 | 24:00 | -8.3 | 40 | 7.7
2003-12-03 | 1:00 | -8.9 | 42 | 8.8
2003-12-03 | 2:00 | -8.9 | 42 | 9.3
2003-12-03 | 3:00 | -8.9 | 44 | 9.8
2003-12-03 | 4:00 | -8.9 | 44 | 8.8
2003-12-03 | 5:00 | -8.9 | 44 | 7.7
2003-12-03 | 6:00 | -8.9 | 44 | 7.2
2003-12-03 | 7:00 | -8.9 | 47 | 7.2
2003-12-03 | 8:00 | -8.3 | 45 | 5.7
2003-12-03 | 9:00 | -7.2 | 41 | 8.2
2003-12-03 | 10:00 | -5.6 | 35 | 8.2
2003-12-03 | 11:00 | -4.4 | 33 | 7.7
2003-12-03 | 12:00 | -2.8 | 31 | 7.7
2003-12-03 | 13:00 | -1.7 | 28 | 7.2
2003-12-03 | 14:00 | -1.1 | 27 | 7.2
2003-12-03 | 15:00 | -1.1 | 27 | 6.2
2003-12-03 | 16:00 | -1.7 | 28 | 6.2
2003-12-03 | 17:00 | -2.8 | 32 | 8.8
2003-12-03 | 18:00 | -2.8 | 32 | 9.3
2003-12-03 | 19:00 | -3.3 | 36 | 5.2
2003-12-03 | 20:00 | -3.9 | 37 | 6.7
2003-12-03 | 21:00 | -4.4 | 41 | 7.2
2003-12-03 | 22:00 | -4.4 | 43 | 7.2
2003-12-03 | 23:00 | -5 | 48 | 5.7
2003-12-03 | 24:00 | -5 | 48 | 6.2
2003-12-04 | 1:00 | -5.6 | 51 | 5.7
2003-12-04 | 2:00 | -5.6 | 53 | 5.2
2003-12-04 | 3:00 | -5.6 | 53 | 4.1
2003-12-04 | 4:00 | -5.6 | 59 | 4.6
2003-12-04 | 5:00 | -5 | 56 | 6.7
2003-12-04 | 6:00 | -4.4 | 56 | 5.7
2003-12-04 | 7:00 | -4.4 | 58 | 2.1
2003-12-04 | 8:00 | -3.3 | 59 | 3.1
2003-12-04 | 9:00 | -2.2 | 59 | 3.1
2003-12-04 | 10:00 | -1.1 | 54 | 3.6
2003-12-04 | 11:00 | -0.6 | 54 | 1.5
2003-12-04 | 12:00 | 0.6 | 52 | 0
2003-12-04 | 13:00 | 1.1 | 52 | 3.1
2003-12-04 | 14:00 | 1.7 | 55 | 4.6
2003-12-04 | 15:00 | 0.6 | 63 | 4.6
2003-12-04 | 16:00 | -0.6 | 66 | 4.6
2003-12-04 | 17:00 | -1.1 | 62 | 4.1
2003-12-04 | 18:00 | -1.1 | 57 | 4.6
2003-12-04 | 19:00 | -1.7 | 57 | 4.1
2003-12-04 | 20:00 | -2.2 | 48 | 5.2
2003-12-04 | 21:00 | -2.8 | 49 | 3.6
2003-12-04 | 22:00 | -3.3 | 48 | 4.1
2003-12-04 | 23:00 | -4.4 | 50 | 5.2
2003-12-04 | 24:00 | -5 | 50 | 4.1
2003-12-05 | 1:00 | -5.6 | 51 | 4.1
2003-12-05 | 2:00 | -6.1 | 50 | 3.1
2003-12-05 | 3:00 | -6.7 | 56 | 3.1
2003-12-05 | 4:00 | -6.7 | 53 | 3.6
2003-12-05 | 5:00 | -6.7 | 56 | 3.6
2003-12-05 | 6:00 | -7.2 | 61 | 4.6
2003-12-05 | 7:00 | -7.2 | 61 | 4.1
2003-12-05 | 8:00 | -6.7 | 58 | 4.1
2003-12-05 | 9:00 | -5.6 | 53 | 3.1
2003-12-05 | 10:00 | -4.4 | 46 | 3.1
2003-12-05 | 11:00 | -3.3 | 44 | 2.1
2003-12-05 | 12:00 | -2.8 | 49 | 1.5
2003-12-05 | 13:00 | -1.7 | 52 | 1.5
2003-12-05 | 14:00 | -1.7 | 57 | 4.1
2003-12-05 | 15:00 | -1.1 | 62 | 5.2
2003-12-05 | 16:00 | -0.6 | 66 | 5.2
2003-12-05 | 17:00 | 0.6 | 63 | 7.2
2003-12-05 | 18:00 | 0.6 | 63 | 10.3
2003-12-05 | 19:00 | 0 | 62 | 10.8
2003-12-05 | 20:00 | 0 | 60 | 9.3
2003-12-05 | 21:00 | 0 | 60 | 9.8
2003-12-05 | 22:00 | 0 | 60 | 12.4
2003-12-05 | 23:00 | -1.1 | 79 | 11.3
2003-12-05 | 24:00 | -0.6 | 80 | 10.8
2003-12-06 | 1:00 | -0.6 | 88 | 13.4
2003-12-06 | 2:00 | -0.6 | 91 | 12.4
2003-12-06 | 3:00 | 0.6 | 87 | 12.9
2003-12-06 | 4:00 | 0.6 | 87 | 12.4
2003-12-06 | 5:00 | 0.6 | 87 | 16.5
2003-12-06 | 6:00 | 0.6 | 76 | 14.9
2003-12-06 | 7:00 | 0.6 | 83 | 14.4
2003-12-06 | 8:00 | 0.6 | 87 | 10.8
2003-12-06 | 9:00 | -5 | 86 | 7.7
2003-12-06 | 10:00 | -4.4 | 86 | 7.7
2003-12-06 | 11:00 | -4.4 | 86 | 9.3
2003-12-06 | 12:00 | -3.9 | 91 | 7.2
2003-12-06 | 13:00 | -3.3 | 87 | 9.8
2003-12-06 | 14:00 | -3.3 | 91 | 7.7
2003-12-06 | 15:00 | -2.2 | 91 | 9.3
2003-12-06 | 16:00 | 0.6 | 91 | 14.9
2003-12-06 | 17:00 | 1.1 | 88 | 16.5
2003-12-06 | 18:00 | -1.7 | 96 | 7.7
2003-12-06 | 19:00 | -3.3 | 91 | 10.8
2003-12-06 | 20:00 | -3.3 | 91 | 9.8
2003-12-06 | 21:00 | -2.8 | 87 | 10.3
2003-12-06 | 22:00 | -3.3 | 91 | 10.3
2003-12-06 | 23:00 | -3.3 | 87 | 12.4
2003-12-06 | 24:00 | -3.9 | 91 | 9.8
2003-12-07 | 1:00 | -3.9 | 86 | 10.8
2003-12-07 | 2:00 | -3.3 | 82 | 9.8
2003-12-07 | 3:00 | -2.8 | 83 | 10.3
2003-12-07 | 4:00 | -2.8 | 83 | 13.4
2003-12-07 | 5:00 | -2.2 | 79 | 11.3
2003-12-07 | 6:00 | -2.8 | 87 | 10.3
2003-12-07 | 7:00 | -2.8 | 83 | 8.8
2003-12-07 | 8:00 | -2.8 | 87 | 8.8
2003-12-07 | 9:00 | -2.8 | 83 | 7.2
2003-12-07 | 10:00 | -2.2 | 83 | 8.8
2003-12-07 | 11:00 | -1.7 | 80 | 8.2
2003-12-07 | 12:00 | -1.7 | 80 | 8.2
2003-12-07 | 13:00 | -2.8 | 83 | 10.3
2003-12-07 | 14:00 | -2.2 | 79 | 9.3
2003-12-07 | 15:00 | -1.7 | 72 | 8.8
2003-12-07 | 16:00 | -2.2 | 79 | 8.8
2003-12-07 | 17:00 | -2.8 | 79 | 7.7
2003-12-07 | 18:00 | -2.8 | 76 | 7.2
2003-12-07 | 19:00 | -2.8 | 76 | 6.2
2003-12-07 | 20:00 | -2.8 | 69 | 6.7
2003-12-07 | 21:00 | -2.2 | 68 | 8.8
2003-12-07 | 22:00 | -2.2 | 68 | 7.7
2003-12-07 | 23:00 | -2.2 | 62 | 8.2
2003-12-07 | 24:00 | -2.2 | 62 | 7.2
2003-12-08 | 1:00 | -2.2 | 62 | 6.7
2003-12-08 | 2:00 | -2.8 | 62 | 6.7
2003-12-08 | 3:00 | -2.8 | 62 | 6.7
2003-12-08 | 4:00 | -3.3 | 65 | 6.7
2003-12-08 | 5:00 | -3.3 | 65 | 7.2
2003-12-08 | 6:00 | -3.3 | 65 | 7.2
2003-12-08 | 7:00 | -3.3 | 65 | 7.2
2003-12-08 | 8:00 | -2.8 | 62 | 7.2
2003-12-08 | 9:00 | -2.2 | 62 | 6.2
2003-12-08 | 10:00 | -1.1 | 57 | 5.7
2003-12-08 | 11:00 | 0 | 52 | 6.2
2003-12-08 | 12:00 | 0.6 | 49 | 7.2
2003-12-08 | 13:00 | 1.1 | 50 | 5.2
2003-12-08 | 14:00 | 1.7 | 48 | 5.7
2003-12-08 | 15:00 | 2.2 | 46 | 5.2
2003-12-08 | 16:00 | 1.7 | 46 | 5.2
2003-12-08 | 17:00 | 1.1 | 50 | 4.1
2003-12-08 | 18:00 | 0.6 | 47 | 5.7
2003-12-08 | 19:00 | 0 | 49 | 5.2
2003-12-08 | 20:00 | -0.6 | 52 | 4.1
2003-12-08 | 21:00 | -1.1 | 51 | 4.6
2003-12-08 | 22:00 | -1.1 | 51 | 5.2
2003-12-08 | 23:00 | -1.7 | 54 | 3.6
2003-12-08 | 24:00 | -1.7 | 54 | 3.6
2003-12-09 | 1:00 | -2.2 | 54 | 3.6
2003-12-09 | 2:00 | -3.3 | 59 | 3.6
2003-12-09 | 3:00 | -3.3 | 59 | 3.6
2003-12-09 | 4:00 | -3.9 | 62 | 4.1
2003-12-09 | 5:00 | -4.4 | 61 | 3.1
2003-12-09 | 6:00 | -4.4 | 65 | 2.6
2003-12-09 | 7:00 | -4.4 | 61 | 3.1
2003-12-09 | 8:00 | -3.9 | 59 | 2.6
2003-12-09 | 9:00 | -2.8 | 54 | 2.6
2003-12-09 | 10:00 | -1.1 | 47 | 2.6
2003-12-09 | 11:00 | 0.6 | 41 | 0
2003-12-09 | 12:00 | 0 | 47 | 0
2003-12-09 | 13:00 | 0 | 54 | 2.1
2003-12-09 | 14:00 | 0 | 57 | 1.5
2003-12-09 | 15:00 | 0 | 60 | 0
2003-12-09 | 16:00 | -0.6 | 63 | 0
2003-12-09 | 17:00 | 0.6 | 60 | 1.5
2003-12-09 | 18:00 | 0 | 62 | 2.1
2003-12-09 | 19:00 | 0.6 | 66 | 2.6
2003-12-09 | 20:00 | 0.6 | 76 | 2.6
2003-12-09 | 21:00 | 0 | 76 | 2.1
2003-12-09 | 22:00 | 0.6 | 76 | 2.1
2003-12-09 | 23:00 | 0 | 79 | 2.1
2003-12-09 | 24:00 | 0.6 | 76 | 1.5
2003-12-10 | 1:00 | 0 | 79 | 2.1
2003-12-10 | 2:00 | 0 | 83 | 2.1
2003-12-10 | 3:00 | 0.6 | 80 | 1.5
2003-12-10 | 4:00 | -0.6 | 83 | 2.6
2003-12-10 | 5:00 | 0 | 83 | 1.5
2003-12-10 | 6:00 | 1.1 | 80 | 2.6
2003-12-10 | 7:00 | 1.1 | 80 | 2.6
2003-12-10 | 8:00 | 1.7 | 77 | 3.1
2003-12-10 | 9:00 | 2.2 | 74 | 2.1
2003-12-10 | 10:00 | 2.2 | 78 | 2.6
2003-12-10 | 11:00 | 2.2 | 85 | 3.1
2003-12-10 | 12:00 | 2.8 | 82 | 3.6
2003-12-10 | 13:00 | 2.8 | 82 | 2.6
2003-12-10 | 14:00 | 2.8 | 85 | 2.6
2003-12-10 | 15:00 | 3.3 | 82 | 2.1
2003-12-10 | 16:00 | 2.8 | 85 | 2.6
2003-12-10 | 17:00 | 3.3 | 82 | 3.1
2003-12-10 | 18:00 | 3.3 | 82 | 2.6
2003-12-10 | 19:00 | 3.9 | 79 | 2.1
2003-12-10 | 20:00 | 3.3 | 89 | 4.1
2003-12-10 | 21:00 | 3.9 | 86 | 2.6
2003-12-10 | 22:00 | 3.9 | 89 | 4.6
2003-12-10 | 23:00 | 3.9 | 89 | 4.6
2003-12-10 | 24:00 | 3.9 | 89 | 2.6
2003-12-11 | 1:00 | 4.4 | 89 | 5.2
2003-12-11 | 2:00 | 4.4 | 93 | 4.6
2003-12-11 | 3:00 | 4.4 | 93 | 6.2
2003-12-11 | 4:00 | 5 | 93 | 6.2
2003-12-11 | 5:00 | 5 | 93 | 7.2
2003-12-11 | 6:00 | 5.6 | 92 | 5.2
2003-12-11 | 7:00 | 5 | 89 | 4.1
2003-12-11 | 8:00 | 5.6 | 89 | 3.6
2003-12-11 | 9:00 | 5.6 | 92 | 6.7
2003-12-11 | 10:00 | 6.1 | 97 | 7.2
2003-12-11 | 11:00 | 6.1 | 93 | 8.2
2003-12-11 | 12:00 | 6.1 | 97 | 7.7
2003-12-11 | 13:00 | 6.7 | 96 | 8.8
2003-12-11 | 14:00 | 8.3 | 97 | 11.8
2003-12-11 | 15:00 | 8.3 | 100 | 9.3
2003-12-11 | 16:00 | 9.4 | 97 | 8.8
2003-12-11 | 17:00 | 8.3 | 97 | 5.7
2003-12-11 | 18:00 | 8.3 | 97 | 6.2
2003-12-11 | 19:00 | 7.2 | 100 | 4.1
2003-12-11 | 20:00 | 6.1 | 100 | 3.1
2003-12-11 | 21:00 | 6.7 | 96 | 4.1
2003-12-11 | 22:00 | 8.3 | 93 | 5.7
2003-12-11 | 23:00 | 7.2 | 74 | 11.3
2003-12-11 | 24:00 | 5.6 | 73 | 8.8
2003-12-12 | 1:00 | 4.4 | 67 | 12.4
2003-12-12 | 2:00 | 3.9 | 57 | 12.9
2003-12-12 | 3:00 | 3.3 | 57 | 8.8
2003-12-12 | 4:00 | 3.3 | 55 | 8.2
2003-12-12 | 5:00 | 3.3 | 49 | 8.8
2003-12-12 | 6:00 | 2.8 | 49 | 12.9
2003-12-12 | 7:00 | 2.8 | 49 | 10.3
2003-12-12 | 8:00 | 2.2 | 51 | 9.3
2003-12-12 | 9:00 | 2.8 | 46 | 7.7
2003-12-12 | 10:00 | 3.3 | 43 | 8.2
2003-12-12 | 11:00 | 3.9 | 39 | 7.2
2003-12-12 | 12:00 | 4.4 | 36 | 8.8
2003-12-12 | 13:00 | 5 | 35 | 10.3
2003-12-12 | 14:00 | 5 | 35 | 9.8
2003-12-12 | 15:00 | 4.4 | 33 | 8.8
2003-12-12 | 16:00 | 3.9 | 35 | 5.2
2003-12-12 | 17:00 | 3.3 | 35 | 7.2
2003-12-12 | 18:00 | 2.8 | 38 | 5.2
2003-12-12 | 19:00 | 2.2 | 40 | 6.2
2003-12-12 | 20:00 | 1.7 | 40 | 6.7
2003-12-12 | 21:00 | 1.1 | 41 | 6.2
2003-12-12 | 22:00 | 0.6 | 43 | 6.7
2003-12-12 | 23:00 | 0.6 | 43 | 7.2
2003-12-12 | 24:00 | 0 | 47 | 5.7
2003-12-13 | 1:00 | -0.6 | 49 | 6.2
2003-12-13 | 2:00 | -0.6 | 52 | 5.2
2003-12-13 | 3:00 | -1.1 | 57 | 5.2
2003-12-13 | 4:00 | -1.1 | 57 | 6.7
2003-12-13 | 5:00 | -1.7 | 42 | 6.7
2003-12-13 | 6:00 | -2.2 | 38 | 5.2
2003-12-13 | 7:00 | -2.2 | 36 | 6.2
2003-12-13 | 8:00 | -2.2 | 32 | 6.2
2003-12-13 | 9:00 | -2.2 | 29 | 7.2
2003-12-13 | 10:00 | -2.2 | 28 | 8.2
2003-12-13 | 11:00 | -1.1 | 28 | 6.7
2003-12-13 | 12:00 | -1.1 | 27 | 7.7
2003-12-13 | 13:00 | -1.1 | 25 | 5.7
2003-12-13 | 14:00 | -0.6 | 24 | 5.7
2003-12-13 | 15:00 | -1.1 | 22 | 6.7
2003-12-13 | 16:00 | -1.7 | 22 | 6.2
2003-12-13 | 17:00 | -2.2 | 23 | 3.6
2003-12-13 | 18:00 | -3.3 | 21 | 4.1
2003-12-13 | 19:00 | -3.9 | 23 | 3.6
2003-12-13 | 20:00 | -4.4 | 27 | 3.1
2003-12-13 | 21:00 | -4.4 | 27 | 4.1
2003-12-13 | 22:00 | -5 | 30 | 4.6
2003-12-13 | 23:00 | -6.1 | 35 | 3.6
2003-12-13 | 24:00 | -6.7 | 39 | 2.6
2003-12-14 | 1:00 | -7.2 | 37 | 2.1
2003-12-14 | 2:00 | -7.2 | 38 | 4.1
2003-12-14 | 3:00 | -7.8 | 40 | 3.1
2003-12-14 | 4:00 | -8.3 | 42 | 4.6
2003-12-14 | 5:00 | -8.3 | 42 | 3.6
2003-12-14 | 6:00 | -8.3 | 42 | 3.1
2003-12-14 | 7:00 | -8.3 | 45 | 2.6
2003-12-14 | 8:00 | -7.8 | 43 | 3.6
2003-12-14 | 9:00 | -7.2 | 50 | 3.6
2003-12-14 | 10:00 | -6.1 | 50 | 2.6
2003-12-14 | 11:00 | -5 | 56 | 3.1
2003-12-14 | 12:00 | -3.9 | 59 | 3.6
2003-12-14 | 13:00 | -2.2 | 59 | 2.1
2003-12-14 | 14:00 | 0 | 62 | 6.7
2003-12-14 | 15:00 | 0 | 66 | 7.2
2003-12-14 | 16:00 | 0.6 | 69 | 9.3
2003-12-14 | 17:00 | -0.6 | 91 | 10.3
2003-12-14 | 18:00 | 0 | 91 | 10.8
2003-12-14 | 19:00 | 0.6 | 91 | 12.4
2003-12-14 | 20:00 | 0.6 | 91 | 12.9
2003-12-14 | 21:00 | 1.1 | 92 | 14.9
2003-12-14 | 22:00 | 2.2 | 92 | 12.9
2003-12-14 | 23:00 | 2.8 | 96 | 12.9
2003-12-14 | 24:00 | 3.3 | 97 | 14.9
2003-12-15 | 1:00 | 4.4 | 93 | 11.8
2003-12-15 | 2:00 | 4.4 | 97 | 10.3
2003-12-15 | 3:00 | 5 | 96 | 9.8
2003-12-15 | 4:00 | 4.4 | 97 | 10.8
2003-12-15 | 5:00 | 4.4 | 97 | 11.3
2003-12-15 | 6:00 | 4.4 | 97 | 8.8
2003-12-15 | 7:00 | 3.3 | 97 | 7.7
2003-12-15 | 8:00 | 0.6 | 96 | 9.8
2003-12-15 | 9:00 | 0 | 91 | 8.8
2003-12-15 | 10:00 | -0.6 | 88 | 10.8
2003-12-15 | 11:00 | 0 | 83 | 9.8
2003-12-15 | 12:00 | 1.1 | 80 | 8.8
2003-12-15 | 13:00 | 1.1 | 70 | 8.8
2003-12-15 | 14:00 | 1.1 | 64 | 10.8
2003-12-15 | 15:00 | 1.1 | 55 | 13.9
2003-12-15 | 16:00 | 0 | 52 | 12.9
2003-12-15 | 17:00 | 0 | 49 | 9.3
2003-12-15 | 18:00 | -0.6 | 52 | 11.8
2003-12-15 | 19:00 | -0.6 | 52 | 12.9
2003-12-15 | 20:00 | -1.1 | 51 | 11.3
2003-12-15 | 21:00 | -1.1 | 51 | 11.8
2003-12-15 | 22:00 | -1.1 | 54 | 9.8
2003-12-15 | 23:00 | -1.1 | 51 | 9.8
2003-12-15 | 24:00 | -1.1 | 54 | 7.2
2003-12-16 | 1:00 | -1.1 | 54 | 7.7
2003-12-16 | 2:00 | -1.7 | 57 | 5.2
2003-12-16 | 3:00 | -1.7 | 57 | 5.7
2003-12-16 | 4:00 | -1.7 | 59 | 5.7
2003-12-16 | 5:00 | -1.7 | 57 | 5.2
2003-12-16 | 6:00 | -2.2 | 59 | 4.1
2003-12-16 | 7:00 | -2.2 | 59 | 6.7
2003-12-16 | 8:00 | -1.7 | 59 | 7.2
2003-12-16 | 9:00 | -0.6 | 54 | 7.2
2003-12-16 | 10:00 | 0 | 52 | 7.2
2003-12-16 | 11:00 | 1.7 | 48 | 4.6
2003-12-16 | 12:00 | 3.3 | 43 | 5.2
2003-12-16 | 13:00 | 3.9 | 43 | 4.1
2003-12-16 | 14:00 | 4.4 | 44 | 2.6
2003-12-16 | 15:00 | 5.6 | 40 | 2.6
2003-12-16 | 16:00 | 5 | 42 | 3.6
2003-12-16 | 17:00 | 4.4 | 46 | 3.6
2003-12-16 | 18:00 | 2.2 | 65 | 2.6
2003-12-16 | 19:00 | 2.2 | 56 | 2.6
2003-12-16 | 20:00 | 1.7 | 64 | 2.6
2003-12-16 | 21:00 | 0.6 | 73 | 2.6
2003-12-16 | 22:00 | 1.1 | 67 | 2.1
2003-12-16 | 23:00 | 1.7 | 77 | 3.1
2003-12-16 | 24:00 | 1.7 | 81 | 4.1
2003-12-17 | 1:00 | 0 | 87 | 3.1
2003-12-17 | 2:00 | 1.1 | 88 | 2.6
2003-12-17 | 3:00 | 1.1 | 96 | 3.6
2003-12-17 | 4:00 | 2.2 | 96 | 2.6
2003-12-17 | 5:00 | 3.3 | 92 | 4.1
2003-12-17 | 6:00 | 3.3 | 97 | 3.1
2003-12-17 | 7:00 | 4.4 | 93 | 4.1
2003-12-17 | 8:00 | 4.4 | 97 | 2.6
2003-12-17 | 9:00 | 6.7 | 89 | 6.7
2003-12-17 | 10:00 | 8.3 | 83 | 5.7
2003-12-17 | 11:00 | 8.9 | 80 | 5.2
2003-12-17 | 12:00 | 11.1 | 74 | 7.2
2003-12-17 | 13:00 | 12.2 | 74 | 10.8
2003-12-17 | 14:00 | 11.1 | 77 | 6.2
2003-12-17 | 15:00 | 11.1 | 83 | 9.3
2003-12-17 | 16:00 | 10 | 86 | 8.2
2003-12-17 | 17:00 | 10 | 86 | 9.3
2003-12-17 | 18:00 | 10.6 | 89 | 11.3
2003-12-17 | 19:00 | 11.1 | 93 | 11.8
2003-12-17 | 20:00 | 11.7 | 89 | 12.4
2003-12-17 | 21:00 | 12.2 | 90 | 9.8
2003-12-17 | 22:00 | 10.6 | 96 | 9.3
2003-12-17 | 23:00 | 11.7 | 96 | 8.8
2003-12-17 | 24:00 | 6.1 | 86 | 10.3
2003-12-18 | 1:00 | 4.4 | 79 | 9.8
2003-12-18 | 2:00 | 3.3 | 75 | 9.8
2003-12-18 | 3:00 | 2.2 | 68 | 13.4
2003-12-18 | 4:00 | 1.7 | 64 | 8.8
2003-12-18 | 5:00 | 1.1 | 58 | 10.3
2003-12-18 | 6:00 | 1.1 | 61 | 11.3
2003-12-18 | 7:00 | 1.1 | 64 | 9.8
2003-12-18 | 8:00 | 1.1 | 58 | 10.8
2003-12-18 | 9:00 | 2.2 | 53 | 12.9
2003-12-18 | 10:00 | 2.8 | 49 | 10.8
2003-12-18 | 11:00 | 3.3 | 49 | 10.3
2003-12-18 | 12:00 | 3.9 | 45 | 8.2
2003-12-18 | 13:00 | 4.4 | 44 | 10.3
2003-12-18 | 14:00 | 4.4 | 44 | 10.3
2003-12-18 | 15:00 | 3.9 | 45 | 10.3
2003-12-18 | 16:00 | 3.3 | 47 | 8.2
2003-12-18 | 17:00 | 2.8 | 51 | 7.2
2003-12-18 | 18:00 | 2.8 | 49 | 7.7
2003-12-18 | 19:00 | 2.2 | 51 | 8.2
2003-12-18 | 20:00 | 2.2 | 51 | 6.7
2003-12-18 | 21:00 | 1.7 | 48 | 8.8
2003-12-18 | 22:00 | 1.1 | 48 | 7.7
2003-12-18 | 23:00 | 0.6 | 49 | 6.2
2003-12-18 | 24:00 | 0 | 52 | 5.7
2003-12-19 | 1:00 | -0.6 | 57 | 6.2
2003-12-19 | 2:00 | 0 | 54 | 6.7
2003-12-19 | 3:00 | -0.6 | 57 | 7.2
2003-12-19 | 4:00 | -0.6 | 57 | 7.2
2003-12-19 | 5:00 | -0.6 | 54 | 5.2
2003-12-19 | 6:00 | -0.6 | 52 | 5.7
2003-12-19 | 7:00 | -1.1 | 54 | 5.7
2003-12-19 | 8:00 | -1.1 | 54 | 5.7
2003-12-19 | 9:00 | 0 | 47 | 4.6
2003-12-19 | 10:00 | 0.6 | 43 | 5.2
2003-12-19 | 11:00 | 1.7 | 38 | 4.1
2003-12-19 | 12:00 | 2.8 | 33 | 3.1
2003-12-19 | 13:00 | 3.9 | 32 | 1.5
2003-12-19 | 14:00 | 4.4 | 33 | 3.1
2003-12-19 | 15:00 | 4.4 | 31 | 3.1
2003-12-19 | 16:00 | 3.9 | 34 | 3.6
2003-12-19 | 17:00 | 2.8 | 35 | 2.6
2003-12-19 | 18:00 | 2.8 | 35 | 3.1
2003-12-19 | 19:00 | 2.8 | 35 | 3.6
2003-12-19 | 20:00 | 1.7 | 38 | 2.1
2003-12-19 | 21:00 | 1.1 | 41 | 2.6
2003-12-19 | 22:00 | 1.1 | 41 | 3.1
2003-12-19 | 23:00 | 0.6 | 43 | 2.6
2003-12-19 | 24:00 | 0.6 | 45 | 4.1
2003-12-20 | 1:00 | 0.6 | 45 | 3.6
2003-12-20 | 2:00 | 0.6 | 47 | 4.1
2003-12-20 | 3:00 | 0 | 49 | 4.6
2003-12-20 | 4:00 | -0.6 | 54 | 3.6
2003-12-20 | 5:00 | -0.6 | 54 | 4.1
2003-12-20 | 6:00 | -0.6 | 54 | 3.6
2003-12-20 | 7:00 | -1.1 | 57 | 3.6
2003-12-20 | 8:00 | -0.6 | 54 | 2.6
2003-12-20 | 9:00 | 0.6 | 52 | 2.1
2003-12-20 | 10:00 | 1.1 | 52 | 2.1
2003-12-20 | 11:00 | 1.7 | 53 | 3.1
2003-12-20 | 12:00 | 2.8 | 51 | 2.6
2003-12-20 | 13:00 | 2.8 | 49 | 3.1
2003-12-20 | 14:00 | 2.2 | 56 | 3.6
2003-12-20 | 15:00 | 2.2 | 56 | 3.6
2003-12-20 | 16:00 | 2.2 | 53 | 4.1
2003-12-20 | 17:00 | 2.2 | 56 | 4.1
2003-12-20 | 18:00 | 1.7 | 53 | 4.1
2003-12-20 | 19:00 | 1.1 | 52 | 5.2
2003-12-20 | 20:00 | 0 | 54 | 5.7
2003-12-20 | 21:00 | -0.6 | 54 | 5.2
2003-12-20 | 22:00 | -1.1 | 54 | 4.6
2003-12-20 | 23:00 | -1.7 | 59 | 5.7
2003-12-20 | 24:00 | -2.2 | 59 | 4.6
2003-12-21 | 1:00 | -2.8 | 59 | 3.6
2003-12-21 | 2:00 | -3.3 | 62 | 3.6
2003-12-21 | 3:00 | -3.9 | 62 | 3.6
2003-12-21 | 4:00 | -4.4 | 58 | 3.6
2003-12-21 | 5:00 | -5 | 56 | 7.2
2003-12-21 | 6:00 | -5.6 | 53 | 5.2
2003-12-21 | 7:00 | -5 | 50 | 4.6
2003-12-21 | 8:00 | -5 | 53 | 5.7
2003-12-21 | 9:00 | -3.9 | 51 | 5.2
2003-12-21 | 10:00 | -2.2 | 51 | 4.1
2003-12-21 | 11:00 | -1.1 | 49 | 6.2
2003-12-21 | 12:00 | 0.6 | 47 | 8.2
2003-12-21 | 13:00 | 1.1 | 46 | 7.2
2003-12-21 | 14:00 | 1.1 | 41 | 7.7
2003-12-21 | 15:00 | 1.1 | 43 | 7.7
2003-12-21 | 16:00 | 1.1 | 48 | 6.2
2003-12-21 | 17:00 | 1.1 | 50 | 6.7
2003-12-21 | 18:00 | 1.1 | 50 | 6.2
2003-12-21 | 19:00 | 0.6 | 52 | 6.2
2003-12-21 | 20:00 | 1.1 | 50 | 5.7
2003-12-21 | 21:00 | 1.7 | 44 | 5.7
2003-12-21 | 22:00 | 1.7 | 41 | 7.2
2003-12-21 | 23:00 | 1.7 | 41 | 6.2
2003-12-21 | 24:00 | 1.7 | 40 | 6.2
2003-12-22 | 1:00 | 1.7 | 40 | 6.2
2003-12-22 | 2:00 | 1.7 | 40 | 6.2
2003-12-22 | 3:00 | 1.7 | 40 | 5.2
2003-12-22 | 4:00 | 1.1 | 43 | 4.6
2003-12-22 | 5:00 | 1.7 | 41 | 4.6
2003-12-22 | 6:00 | 1.7 | 44 | 5.2
2003-12-22 | 7:00 | 1.7 | 46 | 4.1
2003-12-22 | 8:00 | 2.8 | 40 | 6.7
2003-12-22 | 9:00 | 3.3 | 41 | 5.7
2003-12-22 | 10:00 | 5.6 | 33 | 3.1
2003-12-22 | 11:00 | 7.2 | 30 | 4.6
2003-12-22 | 12:00 | 8.3 | 30 | 5.2
2003-12-22 | 13:00 | 8.9 | 29 | 4.6
2003-12-22 | 14:00 | 10 | 28 | 4.6
2003-12-22 | 15:00 | 9.4 | 31 | 5.2
2003-12-22 | 16:00 | 9.4 | 31 | 2.6
2003-12-22 | 17:00 | 7.8 | 36 | 3.1
2003-12-22 | 18:00 | 7.2 | 42 | 2.1
2003-12-22 | 19:00 | 6.1 | 51 | 3.1
2003-12-22 | 20:00 | 5.6 | 51 | 4.6
2003-12-22 | 21:00 | 6.1 | 47 | 4.1
2003-12-22 | 22:00 | 5.6 | 49 | 3.6
2003-12-22 | 23:00 | 5.6 | 49 | 3.1
2003-12-22 | 24:00 | 6.1 | 47 | 4.1
2003-12-23 | 1:00 | 6.1 | 47 | 3.1
2003-12-23 | 2:00 | 4.4 | 55 | 2.6
2003-12-23 | 3:00 | 5 | 58 | 2.6
2003-12-23 | 4:00 | 4.4 | 70 | 2.6
2003-12-23 | 5:00 | 4.4 | 70 | 3.1
2003-12-23 | 6:00 | 4.4 | 73 | 3.1
2003-12-23 | 7:00 | 4.4 | 73 | 2.6
2003-12-23 | 8:00 | 5.6 | 67 | 2.1
2003-12-23 | 9:00 | 6.1 | 65 | 2.6
2003-12-23 | 10:00 | 6.7 | 67 | 2.1
2003-12-23 | 11:00 | 8.3 | 58 | 2.1
2003-12-23 | 12:00 | 9.4 | 56 | 3.6
2003-12-23 | 13:00 | 10.6 | 56 | 4.1
2003-12-23 | 14:00 | 11.1 | 59 | 3.1
2003-12-23 | 15:00 | 12.2 | 50 | 4.1
2003-12-23 | 16:00 | 10 | 56 | 4.6
2003-12-23 | 17:00 | 7.8 | 68 | 4.6
2003-12-23 | 18:00 | 6.7 | 73 | 4.1
2003-12-23 | 19:00 | 7.8 | 76 | 5.7
2003-12-23 | 20:00 | 7.8 | 76 | 6.2
2003-12-23 | 21:00 | 8.3 | 74 | 5.2
2003-12-23 | 22:00 | 8.3 | 80 | 5.7
2003-12-23 | 23:00 | 8.3 | 83 | 6.2
2003-12-23 | 24:00 | 9.4 | 80 | 7.2
2003-12-24 | 1:00 | 8.9 | 86 | 5.7
2003-12-24 | 2:00 | 8.9 | 83 | 4.6
2003-12-24 | 3:00 | 7.8 | 86 | 4.6
2003-12-24 | 4:00 | 8.3 | 86 | 4.6
2003-12-24 | 5:00 | 7.8 | 89 | 5.2
2003-12-24 | 6:00 | 7.2 | 93 | 4.1
2003-12-24 | 7:00 | 8.9 | 93 | 3.6
2003-12-24 | 8:00 | 9.4 | 90 | 4.6
2003-12-24 | 9:00 | 11.7 | 83 | 5.7
2003-12-24 | 10:00 | 13.9 | 80 | 6.2
2003-12-24 | 11:00 | 13.3 | 80 | 6.2
2003-12-24 | 12:00 | 13.3 | 84 | 6.2
2003-12-24 | 13:00 | 13.3 | 87 | 8.2
2003-12-24 | 14:00 | 12.8 | 89 | 7.2
2003-12-24 | 15:00 | 12.8 | 89 | 7.7
2003-12-24 | 16:00 | 12.8 | 89 | 7.2
2003-12-24 | 17:00 | 11.7 | 96 | 5.7
2003-12-24 | 18:00 | 11.7 | 96 | 5.7
2003-12-24 | 19:00 | 12.2 | 93 | 6.2
2003-12-24 | 20:00 | 12.8 | 93 | 7.7
2003-12-24 | 21:00 | 12.2 | 93 | 4.1
2003-12-24 | 22:00 | 13.3 | 87 | 9.3
2003-12-24 | 23:00 | 12.8 | 89 | 7.2
2003-12-24 | 24:00 | 11.7 | 93 | 6.2
2003-12-25 | 1:00 | 11.7 | 93 | 6.2
2003-12-25 | 2:00 | 11.1 | 93 | 4.6
2003-12-25 | 3:00 | 10.6 | 92 | 4.1
2003-12-25 | 4:00 | 10 | 93 | 3.1
2003-12-25 | 5:00 | 8.3 | 93 | 0
2003-12-25 | 6:00 | 8.3 | 97 | 2.6
2003-12-25 | 7:00 | 8.3 | 97 | 0
2003-12-25 | 8:00 | 7.8 | 93 | 0
2003-12-25 | 9:00 | 8.3 | 97 | 1.5
2003-12-25 | 10:00 | 9.4 | 97 | 2.6
2003-12-25 | 11:00 | 9.4 | 93 | 2.1
2003-12-25 | 12:00 | 10 | 86 | 2.1
2003-12-25 | 13:00 | 10 | 89 | 3.1
2003-12-25 | 14:00 | 10 | 83 | 5.2
2003-12-25 | 15:00 | 8.9 | 71 | 8.2
2003-12-25 | 16:00 | 7.2 | 70 | 5.7
2003-12-25 | 17:00 | 6.7 | 70 | 3.6
2003-12-25 | 18:00 | 6.1 | 68 | 6.2
2003-12-25 | 19:00 | 5 | 64 | 6.2
2003-12-25 | 20:00 | 4.4 | 61 | 9.8
2003-12-25 | 21:00 | 3.3 | 63 | 9.8
2003-12-25 | 22:00 | 2.8 | 62 | 7.7
2003-12-25 | 23:00 | 2.8 | 59 | 8.2
2003-12-25 | 24:00 | 2.2 | 53 | 7.7
2003-12-26 | 1:00 | 1.7 | 55 | 7.7
2003-12-26 | 2:00 | 1.7 | 58 | 7.2
2003-12-26 | 3:00 | 1.1 | 67 | 7.2
2003-12-26 | 4:00 | 0.6 | 69 | 7.7
2003-12-26 | 5:00 | 0.6 | 63 | 9.3
2003-12-26 | 6:00 | 0.6 | 60 | 8.8
2003-12-26 | 7:00 | 1.1 | 58 | 7.7
2003-12-26 | 8:00 | 1.1 | 58 | 8.8
2003-12-26 | 9:00 | 1.7 | 55 | 8.8
2003-12-26 | 10:00 | 2.2 | 53 | 9.8
2003-12-26 | 11:00 | 2.2 | 59 | 11.3
2003-12-26 | 12:00 | 3.3 | 52 | 8.8
2003-12-26 | 13:00 | 3.3 | 52 | 7.7
2003-12-26 | 14:00 | 3.3 | 57 | 6.7
2003-12-26 | 15:00 | 3.3 | 57 | 6.7
2003-12-26 | 16:00 | 3.9 | 57 | 5.7
2003-12-26 | 17:00 | 3.9 | 57 | 6.2
2003-12-26 | 18:00 | 3.9 | 60 | 6.2
2003-12-26 | 19:00 | 3.9 | 63 | 5.7
2003-12-26 | 20:00 | 3.9 | 63 | 6.2
2003-12-26 | 21:00 | 3.3 | 63 | 5.7
2003-12-26 | 22:00 | 2.8 | 62 | 7.2
2003-12-26 | 23:00 | 2.8 | 57 | 6.7
2003-12-26 | 24:00 | 2.8 | 49 | 5.2
2003-12-27 | 1:00 | 2.8 | 46 | 6.7
2003-12-27 | 2:00 | 2.8 | 46 | 6.7
2003-12-27 | 3:00 | 2.8 | 46 | 8.2
2003-12-27 | 4:00 | 2.2 | 46 | 6.2
2003-12-27 | 5:00 | 2.2 | 48 | 4.1
2003-12-27 | 6:00 | 2.2 | 48 | 5.7
2003-12-27 | 7:00 | 1.1 | 52 | 5.2
2003-12-27 | 8:00 | 1.7 | 50 | 4.6
2003-12-27 | 9:00 | 2.8 | 46 | 6.2
2003-12-27 | 10:00 | 3.9 | 43 | 6.2
2003-12-27 | 11:00 | 5.6 | 38 | 6.2
2003-12-27 | 12:00 | 7.2 | 34 | 5.2
2003-12-27 | 13:00 | 8.3 | 30 | 5.7
2003-12-27 | 14:00 | 8.3 | 30 | 4.6
2003-12-27 | 15:00 | 8.9 | 26 | 6.2
2003-12-27 | 16:00 | 7.8 | 26 | 6.2
2003-12-27 | 17:00 | 6.1 | 29 | 6.2
2003-12-27 | 18:00 | 4.4 | 34 | 4.1
2003-12-27 | 19:00 | 4.4 | 36 | 6.2
2003-12-27 | 20:00 | 3.9 | 37 | 5.2
2003-12-27 | 21:00 | 2.8 | 38 | 4.1
2003-12-27 | 22:00 | 2.2 | 40 | 3.6
2003-12-27 | 23:00 | 1.7 | 41 | 3.1
2003-12-27 | 24:00 | 1.1 | 43 | 3.1
2003-12-28 | 1:00 | 1.1 | 43 | 3.1
2003-12-28 | 2:00 | 1.1 | 41 | 3.1
2003-12-28 | 3:00 | 0.6 | 41 | 0
2003-12-28 | 4:00 | 0.6 | 43 | 2.6
2003-12-28 | 5:00 | 0 | 45 | 3.6
2003-12-28 | 6:00 | 0.6 | 43 | 3.1
2003-12-28 | 7:00 | 0 | 45 | 2.1
2003-12-28 | 8:00 | 0 | 52 | 0
2003-12-28 | 9:00 | 2.2 | 44 | 1.5
2003-12-28 | 10:00 | 5 | 30 | 1.5
2003-12-28 | 11:00 | 7.8 | 23 | 4.1
2003-12-28 | 12:00 | 10 | 19 | 3.1
2003-12-28 | 13:00 | 10.6 | 19 | 2.6
2003-12-28 | 14:00 | 11.1 | 19 | 3.1
2003-12-28 | 15:00 | 10.6 | 21 | 3.6
2003-12-28 | 16:00 | 9.4 | 26 | 3.1
2003-12-28 | 17:00 | 8.3 | 28 | 2.6
2003-12-28 | 18:00 | 7.8 | 25 | 3.1
2003-12-28 | 19:00 | 7.2 | 27 | 3.1
2003-12-28 | 20:00 | 5.6 | 30 | 3.6
2003-12-28 | 21:00 | 6.1 | 28 | 2.6
2003-12-28 | 22:00 | 4.4 | 33 | 2.6
2003-12-28 | 23:00 | 5 | 33 | 4.1
2003-12-28 | 24:00 | 3.9 | 39 | 3.1
2003-12-29 | 1:00 | 3.3 | 39 | 3.6
2003-12-29 | 2:00 | 3.9 | 35 | 5.2
2003-12-29 | 3:00 | 3.9 | 37 | 5.2
2003-12-29 | 4:00 | 2.8 | 44 | 4.1
2003-12-29 | 5:00 | 3.3 | 47 | 4.1
2003-12-29 | 6:00 | 3.3 | 49 | 3.1
2003-12-29 | 7:00 | 3.3 | 52 | 3.6
2003-12-29 | 8:00 | 3.3 | 55 | 5.2
2003-12-29 | 9:00 | 6.1 | 45 | 5.7
2003-12-29 | 10:00 | 8.3 | 40 | 4.6
2003-12-29 | 11:00 | 10 | 38 | 5.2
2003-12-29 | 12:00 | 11.7 | 34 | 5.2
2003-12-29 | 13:00 | 13.3 | 29 | 4.6
2003-12-29 | 14:00 | 14.4 | 30 | 2.6
2003-12-29 | 15:00 | 13.3 | 35 | 4.6
2003-12-29 | 16:00 | 12.2 | 37 | 4.1
2003-12-29 | 17:00 | 10.6 | 42 | 3.1
2003-12-29 | 18:00 | 10 | 45 | 3.6
2003-12-29 | 19:00 | 9.4 | 45 | 3.1
2003-12-29 | 20:00 | 8.3 | 48 | 2.1
2003-12-29 | 21:00 | 7.2 | 55 | 5.2
2003-12-29 | 22:00 | 6.7 | 59 | 5.2
2003-12-29 | 23:00 | 5.6 | 67 | 4.1
2003-12-29 | 24:00 | 5.6 | 70 | 2.6
2003-12-30 | 1:00 | 5 | 73 | 3.6
2003-12-30 | 2:00 | 5 | 76 | 4.6
2003-12-30 | 3:00 | 3.9 | 82 | 3.6
2003-12-30 | 4:00 | 5 | 79 | 5.2
2003-12-30 | 5:00 | 5.6 | 79 | 4.6
2003-12-30 | 6:00 | 6.1 | 82 | 4.6
2003-12-30 | 7:00 | 8.3 | 80 | 4.6
2003-12-30 | 8:00 | 8.9 | 83 | 7.7
2003-12-30 | 9:00 | 10 | 80 | 7.2
2003-12-30 | 10:00 | 11.1 | 77 | 7.2
2003-12-30 | 11:00 | 11.7 | 80 | 9.3
2003-12-30 | 12:00 | 11.7 | 80 | 7.7
2003-12-30 | 13:00 | 12.2 | 69 | 7.7
2003-12-30 | 14:00 | 11.7 | 59 | 10.8
2003-12-30 | 15:00 | 9.4 | 59 | 14.9
2003-12-30 | 16:00 | 8.3 | 44 | 13.4
2003-12-30 | 17:00 | 7.2 | 46 | 8.8
2003-12-30 | 18:00 | 6.7 | 43 | 10.3
2003-12-30 | 19:00 | 6.1 | 45 | 9.3
2003-12-30 | 20:00 | 5.6 | 46 | 8.8
2003-12-30 | 21:00 | 5.6 | 46 | 8.2
2003-12-30 | 22:00 | 5 | 51 | 6.7
2003-12-30 | 23:00 | 5 | 51 | 8.8
2003-12-30 | 24:00 | 5 | 51 | 7.2
2003-12-31 | 1:00 | 5 | 53 | 7.2
2003-12-31 | 2:00 | 4.4 | 55 | 8.8
2003-12-31 | 3:00 | 4.4 | 53 | 9.8
2003-12-31 | 4:00 | 4.4 | 53 | 8.8
2003-12-31 | 5:00 | 3.9 | 55 | 6.7
2003-12-31 | 6:00 | 3.9 | 55 | 7.2
2003-12-31 | 7:00 | 3.3 | 57 | 6.7
2003-12-31 | 8:00 | 3.9 | 55 | 6.7
2003-12-31 | 9:00 | 4.4 | 53 | 7.2
2003-12-31 | 10:00 | 5 | 51 | 7.7
2003-12-31 | 11:00 | 5 | 51 | 6.2
2003-12-31 | 12:00 | 5.6 | 49 | 4.6
2003-12-31 | 13:00 | 6.1 | 47 | 6.7
2003-12-31 | 14:00 | 7.2 | 43 | 4.1
2003-12-31 | 15:00 | 7.2 | 42 | 5.2
2003-12-31 | 16:00 | 6.7 | 43 | 4.6
2003-12-31 | 17:00 | 5 | 51 | 4.1
2003-12-31 | 18:00 | 3.9 | 57 | 4.6
2003-12-31 | 19:00 | 3.3 | 63 | 3.6
2003-12-31 | 20:00 | 5 | 51 | 8.8
2003-12-31 | 21:00 | 4.4 | 55 | 7.7
2003-12-31 | 22:00 | 4.4 | 53 | 7.7
2003-12-31 | 23:00 | 5 | 53 | 7.2
2003-12-31 | 24:00 | 5 | 53 | 7.2

## inp-calc blocks
| input |  | output
Input blocks | variable | Calc blocks | variable
| code |  | code
basics | a_ | Lights | i_
appl | a_ | degD | j_
spaceTypes | a_ | waterDHW | k_
siteMsmnts | a_ | Solar gains | l_
intGains | a_ | Appliances - all | m_
sched | a_ | Fans | n_
env | b_ | Pumps | o_
glazing | b_ | Internal gains | p_
HVACsys | c_ | Infiltration | q_
HVACeff | c_ | Ventilation | r_
fans | c_ | BG heat loss | s_
pumps | c_ | Space heating | t_
DHWsystem | d_ | Space cooling | u_
waterDHWfixture | d_ | Summary tables- calibration | v_ | once calibration is complete, this is fixed. This is the basecase.
DHWtanks | d_ | Summary results- each ECM | w_ | these get overwritten each time a new ECM is run, but are stored in 3D x_ variables
DHWpipesMechRm | d_ | Package results | x_ | x_packStats, x_packElecUsage, x_packGasUsage, and x_packWaterUsage are numeric 3D variables storing results of all packages. The third dimension is the package number.
HEA results | e_ |  |  | x_packStatsTbl, x_packStatsSumryTbl, and x_packageECMtbl are tables that get overwritten each time a new package is run, but are stored in y, z, za, zb, etc. variables
solar data | f_ | Package 1 results | y_
degDay - degree days | f_ | Package 2 results | z_
stoveData | f_ | Package 3 results | za_
dishwasherData | f_ |  | etc
clothesWasherData | f_ | Enthalpy calc |  | these are subfunctions, called by other functions. No special code for outputs.
refrigeratorData | f_ | Utilization factors heating
dryerData | f_ | Utilization factors cooling
pipeHeatLoss140F | f_
named variables | g_
files | lines
L2calcs | 355
calc | 50
package1 | 70
package2 | 70
package3 | 70
degreeDays | 175
waterDHW | 250
glazing | 50
appliances | 300
fans | 55
pumps | 54
intGains | 175
infiltration | 57
ventilation | 75
BGheatLoss | 80
spaceHeating | 175
spaceCooling | 155
calibrateResults | 190
ECMresults | 92
packageTables | 94
enthalpyAir | 10
htgUtilFactors | 98
clgUtilFactors | 60
HEA | 1340
total | 4100

## inp-calc blocks (2)
| input |  | output
Input blocks | variable | Calc blocks | variable
| code |  | code |  | dependencies
basics | a_ | lights | i_
appl | a_ | degreeDays | j_ | c_HVACdates, c_HVACtimes, c_HVACsetpoints, f_weatherDataTbl
spaceTypes | a_ | waterDHW | k_ | d_DHWsystem, d_waterDHWfixture, d_DHWtanks, d_DHWpipesMechRm, f_pipeHeatLoss140F
siteMsmnts | a_ | glazing | l_ | b_glazing, f_solar
intGains | a_ | Appliances - all | m_ | a_appl, d_waterDHWfixture, f_stoveData, f_dishwasherData, f_clothesWasherData, f_refrigeratorData, f_dryerData
sched | a_ | Fans | n_ | c_fans
env | b_ | Pumps | o_ | c_pumps
glazing | b_ | Internal gains | p_ | a_spaceTypes, a_intGains, a_sched, k_DHWintGains, m_applCombinedResults, n_fanskWhMonthSum, n_fansIntGainsMonthkBtu, o_pumpskWhMonthSum, o_pumpsIntGainsMonthkBtu, k_DHWheaterInput
HVACsys | c_ | Infiltration | q_ | b_env, c_HVACsetpoints, j_weatherMonthly
HVACeff | c_ | Ventilation | r_ | c_HVACventilation, c_HVACtimes
fans | c_ | BG heat loss | s_ | b_env, b_soilCond
pumps | c_ | Space heating | t_ | b_env, l_solarGains, p_intGainsHtgMonth, c_HVACsys, c_HVACeff, c_HVACtimes, c_HVACdates, s_BGwallMonthHL, s_BGfloorMonthHL, j_weatherMonthly, r_htgVentilationFlow, q_ACHnatHtg
DHWsystem | d_ | Space cooling | u_ | b_env, c_HVACsys, c_HVACeff, c_HVACtimes, c_HVACdates, j_weatherMonthly, l_solarGains, p_intGainsClgMonth, r_clgVentilationFlow, q_ACHnatClg
waterDHWfixture | d_ | Summary tables- calibration | v_ | e_HEAstats, e_HEAelecMonth, e_HEAgasMonth, e_HEAwaterMonth, e_kWhCost, e_thermCost, e_waterGallonCost, e_elecCO2e, e_gasCO2e, p_elecUsageTbl, t_spaceHeatInput, t_envCompTbl, t_heatSourceTbl, u_spaceClgInput, u_coolingLoadTbl, u_coolingSourceTbl, k_waterMonth, k_waterMonthTbl, k_DHWheaterInput, m_applCombinedResults
DHWtanks | d_ | Summary results- each ECM | w_ | k_waterMonth, k_DHWheaterInput, m_applCombinedResults, p_elecUsageTbl, t_spaceHeatInput, u_spaceClgInput, e_kWhCost, e_thermCost, e_waterGallonCost, e_elecCO2e, e_gasCO2e
DHWpipesMechRm | d_ | Package results | x_ | m, x_numECM, g_parameter, v_baseStats, x_packStats, x_packConstrCost
HEA results | e_
solar data | f_ | Package 1 results | y_
degDay - degree days | f_ | Package 2 results | z_
stoveData | f_ | Package 3 results | za_
dishwasherData | f_ |  | etc
clothesWasherData | f_ | Enthalpy calc |  | none
refrigeratorData | f_ | Utilization factors heating |  | variables in spaceHeating, c_HVACdates, also indirect reference to a_basics through g_bldgMass and g_iCFA
dryerData | f_ | Utilization factors cooling |  | variables in spaceCooling, and indirect reference to a_basics through g_bldgMass and g_iCFA
pipeHeatLoss140F | f_
named variables | g_
files | lines
L2calcs | 355
calc | 50
package1 | 70
package2 | 70
package3 | 70
degreeDays | 175
waterDHW | 250
glazing | 50
appliances | 300
fans | 55
pumps | 54
intGains | 175
infiltration | 57
ventilation | 75
BGheatLoss | 80
spaceHeating | 175
spaceCooling | 155
calibrateResults | 190
ECMresults | 92
packageTables | 94
enthalpyAir | 10
htgUtilFactors | 98
clgUtilFactors | 60
HEA | 1340
total | 4100

## Util inputs
numYrsGas | 3
numYrsElec1 | 3
numYrsElec2 | 3
numYrsWater | 3
gasTbl
startDate | endDate | therms | cost
2018-04-11 | 2018-05-11 | 1278 | 1421.54
2018-05-12 | 2018-06-12 | 847 | 894.22
2018-06-13 | 2018-07-12 | 455 | 495.61
2018-07-13 | 2018-08-09 | 376 | 413.38
2018-08-10 | 2018-09-10 | 475 | 518.21
2018-09-11 | 2018-10-11 | 778 | 823.29
2018-10-12 | 2018-11-07 | 1278 | 1381.74
2018-11-08 | 2018-12-10 | 2356 | 2860.92
2018-12-11 | 2019-01-10 | 2234 | 2712.29
2019-01-11 | 2019-02-13 | 2846 | 3446.65
2019-02-14 | 2019-03-14 | 2361 | 2860.48
2019-03-15 | 2019-04-12 | 1721 | 2097.54
2019-04-13 | 2019-05-13 | 1273 | 1521.75
2019-05-14 | 2019-06-14 | 845 | 1020.43
2019-06-15 | 2019-07-12 | 402 | 506.92
2019-07-13 | 2019-08-15 | 459 | 582.31
2019-08-16 | 2019-09-16 | 509 | 636.11
2019-09-17 | 2019-10-14 | 773 | 931.76
2019-10-15 | 2019-11-08 | 1071 | 1262.97
2019-11-09 | 2019-12-13 | 2303 | 2666.27
2019-12-14 | 2020-01-15 | 2304 | 2663.99
2020-01-16 | 2020-02-10 | 2074 | 2391.76
2020-02-11 | 2020-03-11 | 2077 | 2401.96
2020-03-12 | 2020-04-13 | 2030 | 2353.86
2020-04-14 | 2020-05-14 | 1641 | 1879.46
2020-05-15 | 2020-06-11 | 758 | 869.34
2020-06-12 | 2020-07-16 | 563 | 669.84
2020-07-17 | 2020-08-12 | 376 | 453.51
2020-08-13 | 2020-09-09 | 465 | 551.7
2020-09-10 | 2020-10-09 | 766 | 881.41
2020-10-10 | 2020-11-06 | 1260 | 1456.25
2020-11-07 | 2020-12-11 | 1899 | 2435.12
2020-12-12 | 2021-01-13 | 2387 | 3042.2
2021-01-14 | 2021-02-09 | 2165 | 2754.3
2021-02-10 | 2021-03-12 | 2274 | 2897.45
2021-03-13 | 2021-04-14 | 1807 | 2316.63
elec1Tbl
startDate | endDate | kWh | cost
01/01/2018 | 01/31/2018 | 912 | 190.61
02/01/2018 | 02/28/2018 | 845 | 171.9563
03/01/2018 | 03/31/2018 | 1008 | 289.6137
04/01/2018 | 04/30/2018 | 851 | 174.46
05/01/2018 | 05/31/2018 | 660 | 144.93
06/01/2018 | 06/30/2018 | 539 | 128.06
07/01/2018 | 07/31/2018 | 480 | 115.71
08/01/2018 | 08/31/2018 | 513 | 123.11
09/01/2018 | 09/30/2018 | 776 | 172.78
10/01/2018 | 10/31/2018 | 902 | 186.5
11/01/2018 | 11/30/2018 | 919 | 189.86
12/01/2018 | 12/31/2018 | 1055 | 217.13
01/01/2019 | 01/31/2019 | 965 | 199.69
02/01/2019 | 02/28/2019 | 959 | 198.51
03/01/2019 | 03/31/2019 | 921 | 190.95
04/01/2019 | 04/30/2019 | 866 | 180.02
05/01/2019 | 05/31/2019 | 630 | 141.56
06/01/2019 | 06/30/2019 | 515 | 124.9
07/01/2019 | 07/31/2019 | 512 | 124.57
08/01/2019 | 08/31/2019 | 582 | 140.53
09/01/2019 | 09/30/2019 | 811 | 182.2
10/01/2019 | 10/31/2019 | 901 | 188.28
11/01/2019 | 11/30/2019 | 873 | 182.69
12/01/2019 | 12/31/2019 | 1018 | 212.58
01/01/2020 | 01/31/2020 | 982 | 206.4
02/01/2020 | 02/29/2020 | 1069 | 223.97
03/01/2020 | 03/31/2020 | 991 | 208.21
04/01/2020 | 04/30/2020 | 875 | 184.78
05/01/2020 | 05/31/2020 | 675 | 153.81
06/01/2020 | 06/30/2020 | 437 | 108.9
07/01/2020 | 07/31/2020 | 410 | 102.2
08/01/2020 | 08/31/2020 | 479 | 117.4
09/01/2020 | 09/30/2020 | 724 | 163.58
10/01/2020 | 10/31/2020 | 858 | 179.15
11/01/2020 | 11/30/2020 | 954 | 198.31
12/01/2020 | 12/31/2020 | 931 | 195.99
elec2Tbl
startDate | endDate | kWh | cost
01/01/2018 | 01/31/2018 | 12442
02/01/2018 | 02/28/2018 | 9345
03/01/2018 | 03/31/2018 | 4581
04/01/2018 | 04/30/2018 | 3720
05/01/2018 | 05/31/2018 | 4486
06/01/2018 | 06/30/2018 | 5334
07/01/2018 | 07/31/2018 | 7554
08/01/2018 | 08/31/2018 | 8698
09/01/2018 | 09/30/2018 | 7044
10/01/2018 | 10/31/2018 | 5855
11/01/2018 | 11/30/2018 | 4127
12/01/2018 | 12/31/2018 | 3720
01/01/2019 | 01/31/2019 | 4315
02/01/2019 | 02/28/2019 | 3787
03/01/2019 | 03/31/2019 | 3588
04/01/2019 | 04/30/2019 | 3430
05/01/2019 | 05/31/2019 | 3565
06/01/2019 | 06/30/2019 | 3847
07/01/2019 | 07/31/2019 | 6681
08/01/2019 | 08/31/2019 | 7125
09/01/2019 | 09/30/2019 | 5277
10/01/2019 | 10/31/2019 | 4711
11/01/2019 | 11/30/2019 | 3819
12/01/2019 | 12/31/2019 | 3349
01/01/2020 | 01/31/2020 | 4141
02/01/2020 | 02/29/2020 | 3333
03/01/2020 | 03/31/2020 | 3573
04/01/2020 | 04/30/2020 | 3937
05/01/2020 | 05/31/2020 | 3975
06/01/2020 | 06/30/2020 | 5800
07/01/2020 | 07/31/2020 | 7243
08/01/2020 | 08/31/2020 | 8876
09/01/2020 | 09/30/2020 | 6817
10/01/2020 | 10/31/2020 | 4568
11/01/2020 | 11/30/2020 | 4078
12/01/2020 | 12/31/2020 | 5077
waterTbl
startDate | endDate | gallons | cost
2017-12-25 | 2018-01-28 | 210337.6 | 4075.55
2018-01-28 | 2018-02-28 | 199042.8 | 3888.83
2018-02-28 | 2018-03-28 | 173012.4 | 3378.87
2018-03-28 | 2018-04-27 | 186356.72 | 3639.69
2018-04-27 | 2018-05-30 | 197419.64 | 3854.15
2018-05-30 | 2018-06-23 | 155845.8 | 3045.23
2018-06-23 | 2018-07-27 | 197943.24 | 3792.79
2018-07-27 | 2018-08-29 | 205931.88 | 3953.9
2018-08-29 | 2018-09-30 | 248994.24 | 4917.48
2018-09-30 | 2018-10-28 | 162248.68 | 3108.4
2018-10-28 | 2018-11-28 | 180866.4 | 3465.81
2018-11-28 | 2018-12-29 | 201802.92 | 3879.17
2018-12-29 | 2019-01-30 | 272668.44 | 5415.86
2019-01-30 | 2019-02-28 | 258478.88 | 5147.58
2019-02-28 | 2019-03-29 | 211788.72 | 4199.49
2019-03-29 | 2019-05-01 | 239502.12 | 4748.29
2019-05-01 | 2019-05-28 | 210068.32 | 4171.52
2019-05-28 | 2019-06-30 | 188982.2 | 3722.42
2019-06-30 | 2019-07-31 | 170020.4 | 3344.36
2019-07-31 | 2019-09-08 | 246742.76 | 4940.63
2019-09-08 | 2019-09-30 | 144775.4 | 3035.2
2019-09-30 | 2019-10-30 | 156302.08 | 3133.45
2019-10-30 | 2019-11-27 | 143623.48 | 2880.91
2019-11-27 | 2019-12-28 | 160647.96 | 3218.2
2019-12-28 | 2020-01-27 | 168404.72 | 3692.24
2020-01-27 | 2020-02-25 | 164545.04 | 3653.47
2020-02-25 | 2020-03-26 | 165502.48 | 3674.64
2020-03-26 | 2020-04-26 | 175032 | 3883.84
2020-04-26 | 2020-05-26 | 179048.76 | 3981.62
2020-05-26 | 2020-06-25 | 173700.56 | 3858.35
2020-06-25 | 2020-07-26 | 171299.48 | 3801.33
2020-07-26 | 2020-08-25 | 169294.84 | 3870.58
2020-08-25 | 2020-09-24 | 152487.28 | 3377.62
2020-09-24 | 2020-10-24 | 158531.12 | 3516.66
2020-10-24 | 2020-11-24 | 154544.28 | 3419.56
2020-11-24 | 2020-12-27 | 173004.92 | 3830.64
Formulas:
startDate = '[10]Gas - raw'!C6
startDate = [endDate, row above]+1
endDate = '[10]Gas - raw'!D6