## bldg new
BuildingInput | Value |  | Basic building information.
GrossArea_ft2 | 20000 | 1 | Row 1. GrossArea_ft2. Gross building area based on exterior dimensions.
GrossCondArea_ft2 | 20000 | 2 | Row 2. GrossCondArea_ft2. Gross area that is heated, i.e. excludes unconditioned basements, crawl spaces, garages.
IntCondArea_ft2 | 18602 | 3 | Row 3. IntCondArea_ft2. Conditioned area based on interior dimensions and excluding wall partitions. Use PHIUS guidelines for this for iCFA.
BldgPercentAreaCooled | 100 | 4 | Row 4. BldgPercentAreaCooled. Fraction of gross area that is cooled as integer 0 to 100.
BldgNumberOfUnits | 18 | 5 | Row 5. BldgNumberOfUnits. Number of dwelling units.
BldgNumberOf1BRunits | 0 | 6 | Row 6. BldgNumberOf1BRunits. Number of one bedroom dwelling units.
BldgNumberOf2BRunits | 15 | 7 | Row 7. BldgNumberOf2BRunits. Number of two bedroom dwelling units.
BldgNumberOf3BRunits | 0 | 8 | Row 8. BldgNumberOf3BRunits. Number of three bedroom dwelling units.
BldgNumberOf4BRunits | 3 | 9 | Row 9. BldgNumberOf4BRunits. Number of four bedroom dwelling units.
BldgNumberOfOccupants | 60 | 10 | Row 10. BldgNumberOfOccupants if known. If not, leave blank and default occupancy will be calculated based on the number of bedrooms.
BldgNumberOf Stories | 4 | 11 | Row 11. BldgNumberOf Stories. For benchmarking. Not explicitly used in the calculation.
BldgYearOfConstruction | 1940 | 12 | Row 12. BldgYearOfConstruction. For benchmarking. Not used in the calculation.
IntVolume_ft3 | 640000 | 13 | Row 13. IntVolume_ft3. Interior volume is based on interior dimensions and excludes partition walls and floors. See PHIUS guidelines.
AirLeakageRate_cfm50perFt2 | 0.55 | 14 | Row 14. AirLeakageRate_cfm50perFt2. Estimate air leakage rate or use blower door test results. See adjacent table for estimates.
ShieldingClass | 3 | 15 | Row 15. ShieldingClass. Enter an integer value from 1 no obstructions to 5 very heavy shielding. See table.
HVACstartTimePeriod1 | 6 | 16 | Row 16. HVACstartTimePeriod1. Hour as 0 to 23 integer. Time 1 period end time must be after start time. Time 1 can vary but is mainly daytime hours. The calculation assumes that solar gains occur during time period 1.
HVACendTimePeriod1 | 18 | 17 | Row 17. HVACendTimePeriod1. Hour as 0 to 23 integer. Time 2 period will be calculated automatically to be all other hours, typically night time. Within the monthly format, there is allowance for two time periods each day, allowing for setbacks.
Heat1Setpt_F | 72 | 18 | Row 18. Heat1Setpt_F. Heating 1Setpoint is the heating thermostat setpoint for time period 1, generally day time.
Heat2Setpt_F | 72 | 19 | Row 19. Heat2Setpt_F. Heating 2 Setpoint is the thermostat setpoint for heating in time period 2, often night time. If there is no setback, enter the same value for both setpoints.
Cool1Setpt_F | 72 | 20 | Row 20. Cool1Setpt_F. Cooling 1Setpoint is the thermostat cooling setpoint for time period 1.
Cool2Setpt_F | 72 | 21 | Row 21. Cool2Setpt_F. Cooling 2 Setpoint is the thermostat cooling setpoint for time period 2. If there is no setback, enter the same value for both setpoints.
TargetRHsummer | 50 | 22 | Row 22. TargetRHsummer. Enter relative humidity (RH) target as a number between 1 and 100 that the cooling system will achieve, either because of dehumidistat control, or simply because the building is effectively cooled. Value is generally between 50 and 65. If there is no cooling, do not enter a value.
TargetRHwinter | 40 | 23 | Row 23. TargetRHwinter. Not presently used in the calculation.
BuildingInput | Value
Name | SmallBuildingTest | 24 | Row 24. Name. User defined name or identifier for the building. This could be a street address or building number in a campus.
BldgPopulationType | mixed | 25 | Row 25. BldgPopulationType. Select from the drop down menu.
ThermalMass | light | 26 | Row 26. ThermalMass. Select from the drop down menu foir "light," "medium," or "heavy" thermal mass. See table.
BuildingInput | Value |  | Dates the heating and cooling systems are available. Outside of these dates, there will be no heating or cooling energy.
HeatSeasonStartDate | 2023-09-20 | 27 | Row 27. HeatSeasonStartDate. Heating season start date in the fall, usually September or October in northeastern US.
HeatSeasonEndDate | 2023-06-01 | 28 | Row 28. HeatSeasonEndDate. Heating season end date in the spring
CoolSeasonStartDate | 2023-05-15 | 29 | Row 29. CoolSeasonStartDate. Cooling season start date (spring or summer).
CoolSeasonEndDate | 2023-10-15 | 30 | Row 30. CoolSeasonEndDate. Cooling season end date (late summer or early fall).
Table for estimating thermal mass |  |  | Table for shielding class
Guidance for estimating air leakage rates.
Very leaky buildings may have numbers significantly higher than these guidelines.
|  |  |  | RDH | ASHRAE Fundamentals
|  |  | Condition | CFM50/ft2 | CFM50/ft2
|  |  | Tight | 0.19208 | 0.076832
|  |  | Average | 0.53782 | 0.2305
|  |  | Leaky | 0.76832 | 0.46099
Building population type enumeration list
mixed
elderly
families
drop down menu for building thermal mass
light
medium
heavy

## bldg
basics |  |  |  |  | Basic building information such as square footage, number of residences, number of bedrooms, project name, etc.
buildingInput | value | effLevel | data |  |  |  |  | Table for shielding class
Name |  |  | testBuilding | Gross building area based on exterior dimensions. | [6 empty] | Table for estimating thermal mass
GrossArea_ft2 | 20669 |  |  | Gross area that is heated, i.e. normally excludes basements and garages.
GrossCondArea_ft2 | 20669 |  |  | Area based on interior dimensions and excluding wall partitions. Use PHIUS guidelines for this.
IntCondArea_ft2 | 18602 |  |  | Fraction of gross area that is cooled as integer 0 to 100
BldgPercentAreaCooled | 100 |  |  | Number of dwelling units.
BldgNumberOfUnits | 18 |  |  | Number of one bedroom dwelling units. |  |  | goes in HEA?
BldgNumberOf1BRunits | 0 | [5 empty] | BaseloadAdjustmentForElectricHeatingCooling
BldgNumberOf2BRunits | 15 | [5 empty] | BaseloadElectricityAmplitude
BldgNumberOf3BRunits | 0
BldgNumberOf4BRunits | 3
BldgNumberOfOccupants | 60 |  |  | If known. If not known, leave this blank and occupancy will be estimated based on "bedrooms plus one." |  |  |  | Guidance for estimating air leakage rates.
BldgPopulationType |  |  | mixed |  |  |  |  | Very leaky buildings may have numbers significantly higher than these guidelines.
BldgNumberOf Stories | 4 | [7 empty] | RDH | ASHRAE Fundamentals
BldgYearOfConstruction | 1940 | [6 empty] | Condition | CFM50/ft2 | CFM50/ft2
ThermalMass |  |  | light | Identify the building construction as "light," "medium," or "heavy." See table. |  |  |  | Tight | 0.19208 | 0.076832
IntVolume_ft3 | 640000 |  |  | Interior volume is based on interior dimensions and excludes partition walls and floors. See PHIUS guidelines. |  |  |  | Average | 0.53782 | 0.2305
AirLeakageRate_cfm50perFt2 | 0.55 |  |  | Estimate air leakage rate or use blower door test results. See guidance for estimates. |  |  |  | Leaky | 0.76832 | 0.46099
ShieldingClass | 3 |  |  | Value from 1 no obstructions to 5 very heavy shielding. See table.
HeatSeasonStartDate | 2023-09-20 |  |  | These are the dates the heating and cooling systems are available. Outside of these dates, there will be no heating or cooling energy.
HeatSeasonEndDate | 2023-06-01 |  |  | Heating season start date in the fall, i.e. September or October, heating season end date in the spring.
CoolSeasonStartDate | 2023-05-15 |  |  | Cooling season start date (spring or summer), cooling season end date (late summer or early fall).
CoolSeasonEndDate | 2023-10-15 |  |  |  |  | Within the monthly format, there is allowance for two time periods each day, allowing for a night setback for heating, or "set up" for cooling.
HVACstartTimePeriod1 | 6 |  |  | hour as 0 to 23 integer |  | time 1 period end time must be after start time. time 1 can vary but is mainly daytime hours. The calculation assumes that solar gains occur during time period 1.
HVACendTimePeriod1 | 18 |  |  | hour as 0 to 23 integer |  | time 2 period will be calculated automatically to be all other hours, typically night time.
Heat1Setpt_F | 70 |  |  |  | htg1Setpt is the heating thermostat setpoint for time period 1 or "occupied" hours, generally day time.
Heat2Setpt_F | 70 |  |  |  | htg2Setpt is the thermostat setpoint for heating in time period 2 or "unoccupied" hours, often night time. If there is no setback, enter the same value for both setpoints.
Cool1Setpt_F | 75 |  |  |  | clg1Setpt is the thermostat cooling setpoint for time period 1.
Cool2Setpt_F | 75 |  |  |  | clg2Setpt is the thermostat cooling setpoint for time period 2. If there is no setback, enter the same value for both setpoints.
TargetRHsummer | 50 |  |  | value 0 to 1 | Enter the relative humidity (RH) as a number between 1 and 100 that the cooling system will achieve, either because of dehumidistat control, or simply because the building is effectively cooled. This value will generally be between 50 and 65. If there is no cooling, do not enter a value.
TargetRHwinter | 40 |  |  | value 0 to 1 | If humidity is controlled in heating season, enter the setpoint relative humidity. If it is not controlled in heating season, do not enter a value.
EnergySourceForDHW |  |  | Gas
Building population type enumeration list
mixed
elderly
families
drop down menu for building thermal mass
light
medium
heavy
dropdown menu for energy source
Electricity
Gas
Propane
Oil
Wood
None
dropdown menu for in unit clothes washer type
FrontLoadingLessThan2_5cubicFeet
FrontLoadingGreaterThan2_5cubicFeet
TopLoading

## Spaces
SpaceType | Area_ft2
Residential | 16446 | This input block identifies the space types that are present in the building, and the area of each in square feet. This generally requires measurements from building floor plans. This is used to calculate the internal gains due to lights, miscellaneous equipment, and people. Enter zero if a space type is not present. Lighting and equipment power densities (LPD and EPD), as well as equivalent full load hours (EFLH) per day, for each space, will be assigned based on the SpaceTypeData excel file in the reference folder.
Corridor | 1476
Stairwell_Elevator | 848
CommonArea | 0
Mechanical | 262
Office_Lounge | 0
Laundry | 225
Restroom | 0 | Col. 1. This is a fixed list and should not be edited by the user. These are the only space types available at present. More space type options will be added in the future. Space types "Unconditioned" and "Other" have zero LPD and EPD assigned to them. If the user wishes to add lighting and equipment power usage to those categories, it will be necessary to edit those properties directly in the corresponding building spaces.
Fitness | 0
Retail | 0
Restaurant | 0
Theater | 0
School | 0
Storage | 690
Unconditioned | 0
Other | 0
Col. 2. Area_ft2. Enter the area of the space in square feet. Preferably use interior dimensions.

## OpaqueSurfaces
1 | 2 | 3 | 4 | 5 | 6 | 7 | external shading |  | 9 | 10 | 11 | 12 | 13 | 14 | 15 | 16 | 17 | 18
Name | OpaqueSurfaceType | Area_ft2 | Rvalue | Azimuth_deg | Tilt_deg | SurfaceEmittance | Jan | Feb | Mar | Apr | May | Jun | Jul | Aug | Sep | Oct | Nov | Dec
eastWall | wall | 4000 | 5.9 | 90 | 90 | 0.9 | 0.8 | 0.8 | 0.8 | 0.4 | 0.4 | 0.4 | 0.4 | 0.4 | 0.4 | 0.8 | 0.8 | 0.8
southWall | wall | 4000 | 5.9 | 180 | 90 | 0.9 | 0.55 | 0.55 | 0.55 | 0.55 | 0.55 | 0.55 | 0.55 | 0.55 | 0.55 | 0.55 | 0.55 | 0.55
westWall | wall | 4000 | 5.9 | 270 | 90 | 0.9 | 0.57 | 0.57 | 0.57 | 0.57 | 0.57 | 0.57 | 0.57 | 0.57 | 0.57 | 0.57 | 0.57 | 0.57
northWall | wall | 4000 | 5.9 | 0 | 90 | 0.9 | bar: Jan to 18 Dec
northRoof | roof | 3000 | 14 | 0 | 30 | 0.9 | bar: Jan to 18 Dec
southRoof | roof | 3000 | 14 | 180 | 30 | 0.9 | bar: Jan to 18 Dec
mainDoor | door | 40 | 2 | 180 | 90 | 0.9 | 0.55 | 0.55 | 0.55 | 0.55 | 0.55 | 0.55 | 0.55 | 0.55 | 0.55 | 0.55 | 0.55 | 0.55
sideDoor | door | 22 | 2 | 90 | 90 | 0.9 | 0.8 | 0.8 | 0.8 | 0.4 | 0.4 | 0.4 | 0.4 | 0.4 | 0.4 | 0.8 | 0.8 | 0.8
backDoor | door | 22 | 2 | 0 | 90 | 0.9 | bar: Jan to 18 Dec
Notes
Col. 1. Name. User defined name to identify the surface, such as "east wall."
Col. 2. OpaqueSurfaceType. Select from the drop down menu. Overhanging floor refers to the floor of a portion of the building that is cantilevered or overhanging, if any, and hence exposed to the outdoor air.
Col. 3. Area_ft2. Net area of exterior opaque surface excluding windows, skylights, doors, and adiabatic surfaces such as a common wall with another unheated building. Enter separate areas for each façade identifying the azimuth and tilt. Areas should be taken from building plans or from field measurements. For a "roof" or "atticFloor" element, this should be the thermal boundary of the building associated with that component. If the building is insulated at the roof, it is the actual roof area, accounting for slope. If there is an attic insulated at the floor level, enter the area of the attic floor. For a door, this is the area of the unit including the frame. If the door has a significant area of glass, include the glass area in glazing.
Col. 4. Rvalue. R value of the assembly. R values should be calculated based on a knowledge of the construction of the components.
Col. 5. Azimuth_deg. Azimuth in degrees. Compass orientation of wall or roof. North is zero. East is 90. South is 180. Etc. This input is for future added accuracy in accounting for solar gains on opaque surfaces, but is not currently used in the calculation.
Col. 6. Tilt_deg. Walls have a tilt of 90; flat roofs have a tilt of 0.
Col. 7. SurfaceEmittance. Surface emittance is not presently used in the calculation. Input is reserved for future enhancements. It is not currently necessary to enter a value in this column.
Col. 8 to 18. External shading for each month. External shading is also not presently used in the calculation, so these values do not need to be entered.
drop down menu for opaque surface type
wall
roof
atticFloor
door
overhangingFloor
adiabatic

## Glazing
1 | 2 | 3 | 4 | 5 | 6 | 7 | 8 | 9 | 10 | external shading |  | 13 | 14 | 15 | 16 | 17 | 18 | 19 | 20 | 21 | 22
Name | GlazingType | Quantity | Width_in | Height_in | FrameWidth_in | Uvalue | SHGC | Azimuth_deg | Tilt_deg | Jan | Feb | Mar | Apr | May | Jun | Jul | Aug | Sep | Oct | Nov | Dec
northWindows | window | 30 | 30 | 54 | 2 | 0.33 | 0.57 | 14 | 90 | 0.8 | 0.8 | 0.8 | 0.4 | 0.4 | 0.4 | 0.4 | 0.4 | 0.4 | 0.8 | 0.8 | 0.8
southWIndows | window | 20 | 30 | 54 | 2 | 0.33 | 0.57 | 194 | 90 | 0.55 | 0.55 | 0.55 | 0.55 | 0.55 | 0.55 | 0.55 | 0.55 | 0.55 | 0.55 | 0.55 | 0.55
eastWindows | window | 150 | 40 | 54 | 2 | 0.33 | 0.57 | 104 | 90 | 0.57 | 0.57 | 0.57 | 0.57 | 0.57 | 0.57 | 0.57 | 0.57 | 0.57 | 0.57 | 0.57 | 0.57
westWindows | window | 30 | 30 | 54 | 2 | 0.33 | 0.57 | 284 | 90 | 0.5 | 0.5 | 0.5 | 0.5 | 0.5 | 0.5 | 0.5 | 0.5 | 0.5 | 0.5 | 0.5 | 0.5
skylights | skylight | 10 | 24 | 54 | 2 | 0.4 | 0.6 | 0 | 30 | bar: Jan to Dec
2
Notes
Col. 1. Name. Enter a user-defined name, such as "south windows."
Col. 2. Select glazing type from the drop down menu. No other type can be entered.
Col. 3. Quantity. Enter the number of identical windows on a given façade and with similar shading. If there are two different types of glazing on one façade, use one row for each type of glazing.
Col. 4. Width_inches. Enter the width of the window unit, including the glazing and the frame, in inches.
Col. 5. Height_inches. Enter the height of the window unit, including the glazing and the frame, in inches.
Col. 6. FrameWidth. Enter the thickness of the frame in inches. If this is left blank, the default is 2 inches. This value will be subtracted from the window unit dimensions on all four sides to determine the glazed area.
Col. 7. Uvalue. Enter the U value in Btu/hr-ft2-°F. This is the U value for the whole window unit, as for example determined by the NFRC.
Col. 8. SHGC. For each glazing type, enter the solar heat gain coefficient (SHGC).
Col. 9. Azimuth_deg. Azimuth in degrees. Compass orientation of glazing. North is zero. East is 90. South is 180. Etc.
Col. 10. Tilt_deg. Vertical windows have a tilt of 90; skylights are at roof tilt.
Col. 11-22. External shading. Estimate the shading due to trees and buildings for each month for each façade. Ideally this would be based on a shading reading taken with an instrument such as solar pathfinder. At a minimum the buildings and trees that affect each façade should be noted during the site visit, allowing an informed estimate. It is not necessary to account for the orientation of the wall in estimating shading. Variations in solar radiation due to north, south, or other orientation are accounted for in the solar data. Shading is the diminution of solar radiation falling on a surface caused by trees and buildings that block that surface's view of the sky.
drop down menu for glazing type
window
skylight
curtainWall

## BGsurfaces
1 | 2 | 3 | 4 | 5 | 6 | 7 | 8 | 9 | 10 | 11 | 12 | 13
BGwallArea_ft2 | BGwallInsulR | WallInsulDepthBelowGrade_ft | BGfloorArea_ft2 | BGfloorInsulR | BasementDepthBelowGrade_ft | BasementTemp_F | BasementPerimeter_ft | BasementMinDimension_ft | SoilThermalConductivity | GroundSurfaceTempAmplitude_F | GroundMeanAnnualTemp_F | PhaseConstantForTimeLag_days | drop down menu for soil conductivity
880 | 4 | 4 | 1627 | 5 | 8 | 65 | 100 | 20 | k typical | 22 | 52 | 35 | k typical
700 | 0 | 0 | 1200 | 0 | 6 | 65 | 120 | 25 | k wet, fine grained | 22 | 52 | 35 | k well graded
k dry, fine-grained
k damp, fine-grained
k wet, fine grained
This input block is for below grade surfaces such as basement or crawl space walls or floors. If the building does not have any below grade spaces, do not enter anything here. There is a separate input block for slab on grade construction.
Col. 1. BGwallArea_ft2. Below grade wall area of a basement or crawl space. Portions of a basement or crawl space wall that are above grade should be entered as a normal wall type in OpaqueSurfaces.
Col. 2. BGwallInsulR. The R value of any below grade wall insulation, interior or exterior. If none is present, enter 0.
Col. 3. WallInsulDepthBelowGrade_ft. Depth in feet below grade that is insulated.
Col. 4. BGfloorArea_ft2. Below grade floor area of a basement or crawl space.
Col. 5. BGfloorInsulR. The R value of any below grade floor insulation, interior or exterior. If none is present, enter 0.
Col. 6. BasementDepthBelowGrade_ft. The depth in feet of the basement or crawl space floor below grade. If the grade is sloping, take an average.
Col. 7. BasementTemp_F. Estimated average temperature of the below grade space in the heating season.
Col. 8. BasementPerimeter_ft. Perimeter of the below grade space.
Col. 9. BasementMinDimension_ft. The smallest dimension of the footprint. For a rectangular space, this is just the shortest side.
Col. 10. SoilThermalConductivity. Select from the dropdown menu for typical, well-graded, dry and fine-grained, or wet and fine-grained. If not known, leave this blank, and the "typical" value will be used as default.
Col. 11. GroundSurfaceTempAmplitude_F. If not known, leave blank and a value will be assigned based on site location. This is specific to location, and is found in figure 13 on page 18.40 in the 2021 ASHRAE Fundamentals Handbook, or on page 85 of "Building Foundation Design Handbook," Labs et al., Underground Space Center, University of Minnesota, 1988. See US map with temperatures included here.
Col. 12. GroundMeanAnnualTemp_F. If not known, leave blank and a value will be assigned based on site location. This can be approximated as the mean annual air temperature at a location.
Col. 13. PhaseConstantForTimeLag_days. If not known, leave blank and a value will be assigned based on site location. This is used to calculate the ground surface temperature in each month. It is the number of days after January 1 when the ground surface temperature is at a minimum. A value of 35 days should be sufficient for northeastern US. Data from page 81 in "Building Foundation Design Handbook," Labs et al., Underground Space Center, University of Minnesota, 1988.
US map with ground surface temperature amplitudes. Page 85 of "Building Foundation Design Handbook," Labs et al., Underground Space Center, University of Minnesota, 1988.

## SlabOnGrade
1 | 2 | 3
Perimeter_ft | Ffactor | Area_ft2
80 | 0.7 | 750
Col. 1. Perimeter_ft. This is the perimeter of a slab on grade building, or portion of a building that is slab on grade.
Col. 2. Ffactor. The F factor is from a table in ASHRAE standard 90.1. In 90.1-2019 it is in table A6.3.1-1. The F factor accounts for the presence of perimeter insulation, if any.
Col. 3. Area_ft2. The footprint area of the slab on grade is used to determine the total six-sided shell area of the building.
ASHRAE standard 90.1-2019 Table A6.3.1-1

## HeatCoolSystems
heatingCoolingSystemTbl
1 | 2 | 3 | 4 | 5 | 6 | 7 | 8 | 9 | 10 | 11 | 12 | 13 | 14 | 15 | 16 | 17 | 18
SystemName | SystemType | SystemFunction | EnergySource | Quantity | HeatCapacityEach | HeatCapUnits | CoolCapacityEach | CoolCapUnits | HeatFrac | CoolFrac | ControlskW | DistEffHtg | DistEffClg | HeatEff | HeatEffUnits | CoolEff | CoolEffUnits
gas boilers | condGasBoilerOAreset | HeatingOnly | Gas | 2 | 400 | kBtuPerHour |  | NA | 71% |  | 0.05 | 0.9 |  | 0.91 | ThermalEfficiency |  | NA
heatPump | ASHPorVRFgreaterThan6TonsDucted | BothHeatingAndCooling | Electricity | 2 | 250 | kBtuPerHour | 20 | tons | 21% | 93% | 0.06 |  | 0.9 | 4.35 | ASHP_COP47F | 9 | EER
lobby cooling | ASHPlessThan6TonsNonDucted | CoolingOnly | Electricity | 1 |  | NA | 36 | kBtuPerHour |  | 4% | 0.03 |  |  |  | NA | 12 | EER2
room heaters | electricResistance | HeatingOnly | Electricity | 10 | 5 | kBtuPerHour |  | NA | 4% |  | 0 |  |  |  | NA |  | NA
room PTHP | PTACorPTHP | BothHeatingAndCooling | Electricity | 1 | 12 | kBtuPerHour | 1 | tons | 1% | 1% | 0.01 | 0.98 | 0.97 | 15 | ASHP_HSPF | 15 | SEER2
added unit | ASHPlessThan6TonsDucted | BothHeatingAndCooling | Electricity | 1 | 24 | kBtuPerHour | 2 | tons | 2% | 2% | 0.015 |  |  | 3.55 | averageCOP | 2.6 | ASHP_COP95F
secondary boiler | nonCondGasOrOilBoilerNoOAreset | HeatingOnly | HeatingOil | 1 | 100 | kBtuPerHour |  | NA | 1% |  | 0.03 |  |  |  | NA |  | NA
These inputs describe the heating and cooling systems in the building. Use as many rows as necessary and leave the remaining rows blank.
Col. 1. Heating or cooling system name. Enter a user defined name for the system(s).
Col. 2. type. Identify system type using the drop down menu.
Heating systems in the building can be combined or entered separately. For example, if there are ten heat pumps with similar characteristics and operational parameters, enter the data for one system and a quantity of 10. It is also possible to enter each system on a different line, in which case the fraction of the building served by each system for each month must be entered. Systems with significant differences must be entered on different lines.
Col. 3. SystemFunction. Enter from the drop down menu for "heating only," "cooling only," or "both heating and cooling."
Col. 4. EnergySource. Enter from the drop down menu the primary energy source. Of couse fossil fuel boilers and furnaces will also use electricity, but in these cases enter the fossil fuel type. At present the software has the capability to handle systems using electricity, gas, heating oil (number two), and propane. Other sources such as district steam will be added later.
Col. 5. Quantity. Enter the number of similar units.
Col. 6 HeatCapacity. Enter the nameplate heating capacity.
Col. 7. HeatCapUnits. Enter the heating capacity units using the drop down menu. | [17 empty] | Enter the type of efficiency metric in column 6 (and column 8 if needed) using the drop down menu. For example thermal efficiency, AFUE, COP at 47F, EER, EER2, SEER, etc.
Col. 8 CoolCapacity. Enter the nameplate cooling capacity.
Col. 7. CoolCapUnits. Enter the cooling capacity units using the drop down menu.
Cols. 10-11. Heating and cooling fraction columns. This is the fraction of the total load served by that system -- a number between zero and one. If there is more than one system, enter the estimated fraction of the load served by each system for the year. For example, if a hydronic boiler serves 90% of the floor area, and a heat pump serves 10% of the floor area, other things being equal, enter .9 heating fraction for the boiler and .1 for the heat pump. The fractions must add up to 1. If there is only one system, enter 1. | [17 empty] | COP coefficient of performance | EER energy efficiency ratio
[18 empty] | AFUE annual fuel utilization efficiency | SEER seasonal energy efficiency ratio
[18 empty] | ASHP air source heat pump | IEER integrated energy efficiency ratio
Col. 12. ControlskW. This is the 24 hour average electric draw for controls and any small internal pump. This number should be entered for both fossil fuel and electric heating equipment. It is electricity used by on-board controls and keypad displays that does not contribute to heating or cooling. If no value is entered, a default will be provided based on the system type. Default values are in the vicinity of 20 Watts. This does not include burner fans for boilers and furnaces which should be entered under airmovers. | [17 empty] | WSHP water source heat pump
GSHP ground source heat pump
Col. 13. DistEffHeating. Distribution efficiency of the heating system. This is a number between 0 and 1 and will typically be in the .85 to .98 range. This reflects losses from distribution piping and ducts in heating mode that do not provide useful heat to the building. For example, if distribution losses are estimated at 5%. enter .95 for distribution efficiency. If no value is entered, the software will use a default value based on sytem type.
Col. 14. DistEffCooling. Distribution efficiency of the cooling system. This is a number between 0 and 1 and will typically be in the .85 to .98 range. This reflects losses from distribution piping and ducts in cooling mode, and is entered the same way as DistEffHeating.
Col. 15. HeatEff. This is the efficiency of the heating system. The user can enter efficiency in any of the following ways as indicated in column 16, HeatEffUnits. These values do not include distribution losses.
ThermalEfficiency | Thermal efficiency of a fossil fuel boiler or furnace at full load. This is the nameplate efficiency which is full load output divided by fossil fuel energy input. A typical performance curve for efficiency as a function of outdoor air temperature will be applied.
AFUE | Annual fuel utilization efficiency for a fossil fuel fired boiler or furnace.
ASHP_COP47F | Air source heat pump coefficient of performance at 47F outdoor air temperature. A typical performance curve for efficiency as a function of outdoor air temperature will be applied.
ASHP_HSPF | Air source heat pump heating season performance factor.
averageCOP | Air source heat pump average coefficient of performance over a heating season.
If no value is entered in column 15, a default value will be used based on the system type entered in column 2. The user can view and edit the default values of system heating and cooling efficiency, distribution efficiency, and efficiency as a function of outdoor air temperature in the HVAC system data table.
Col. 16. HeatEffUnits. Enter a value from the drop down menu corresponding to the efficiency value entered in column 15. If allowing the program to assign a default value, enter NA.
Col. 17. CoolEff. This is the efficiency of the cooling system. The user can enter efficiency in any of the following ways as indicated in column 18, CoolEffUnits. These values do not include distribution losses.
EER | Energy efficiency ratio at standard rating conditions. A typical performance curve for efficiency as a function of outdoor air temperature will be applied.
EER2 | Energy efficiency ratio 2 at standard rating conditions. A typical performance curve for efficiency as a function of outdoor air temperature will be applied.
SEER | Seasonal energy efficiency ratio.
SEER2 | Seasonal energy efficiency 2 ratio.
IEER | Integrated energy efficiency ratio.
IPLV | Integrated part load value. Use COP units.
averageCOP | Air source heat pump average coefficient of performance over a cooling season.
ASHP_COP95F | Air source heat pump coefficient of performance at 95F. A typical performance curve for efficiency as a function of outdoor air temperature will be applied.
If no value is entered in column 17, a default value will be used based on the system type entered in column 2. The user can view and edit the default values of system heating and cooling efficiency, distribution efficiency, and efficiency as a function of outdoor air temperature in the HVAC system data table.
Col. 18. CoolEffUnits. Enter a value from the drop down menu corresponding to the efficiency value entered in column 17. If allowing the program to assign a default value, enter NA.
The method is the same for cooling equipment.
combined heating/cooling drop down list | systemFunction dropdown list | description |  |  |  | heating efficiency units dropdown list |  |  | capacity units drop down list
condGasBoilerOAreset | HeatingOnly | condensing gas boiler with outdoor air reset |  |  |  | ThermalEfficiency | 50 |  | kBtuPerHour
condGasBoilerNoOAreset | CoolingOnly | condensing gas boiler no outdoor air reset |  |  |  | AFUE | 50 |  | tons
nonCondGasOrOilBoilerOAreset | BothHeatingAndCooling | non-condensing gas/oil boiler with outdoor air reset |  |  |  | ASHP_COP47F | 47 |  | NA
nonCondGasOrOilBoilerNoOAreset |  | non-condensing gas/oil boiler no outdoor air reset |  |  |  | ASHP_HSPF | 5
condGasFurnace |  | condensing gas furnace |  |  |  | averageCOP | NA
nonCondGasOrOilFurnace |  | non-condensing gas/oil furnace |  |  |  | NA
ASHPlessThan6TonsDucted |  | air source heat pump < 6 tons - ducted
ASHPlessThan6TonsNonDucted |  | air source heat pump < 6 tons - non-ducted
ASHPorVRFgreaterThan6TonsDucted |  | air source heat pump or VRF >= 6 tons ducted
ASHPorVRFgreaterThan6TonsNonDucted |  | air source heat pump or VRF >=6 tons non-ducted
electricResistance |  | electric resistance
PTACorPTHP |  | packaged terminal air conditioner or heat pump
waterSourceHeatPump |  | water source heat pump |  |  |  | cooling efficiency units dropdown list
groundSourceHeatPump |  | ground source heat pump |  |  |  | EER | 95
air2WaterHeatPump |  | air to water heat pump |  |  |  | EER2 | 95
windowAirConditioner |  | window air conditioner |  |  |  | SEER | NA
waterCooledChiller |  | water cooled chiller |  |  |  | SEER2 | NA
airCooledChiller |  | air cooled chiller |  |  |  | IEER | NA
none |  | none |  |  |  | IPLV | NA
[6 empty] | averageCOP | NA
ASHP_COP95F
EnergySource drop down list | [5 empty] | NA
Electricity
Gas
Propane
HeatingOil
Wood
DieselFuel
DistrictSteam
None

## AirMovers
1 | 2 | 3 | 4 | 5 | 6 | 7 | 8 | 9 | 10 | 11 | 12 | 13 | 14 | 15 | 16 | 17 | 18 | 19 | 20
Name | Type | Quantity | DesignCFMperUnit | FractionVentilation | AverageSpeedTime1 | AverageSpeedTime2 | Hours1PerDay | Hours2PerDay | HeatingSensibleEfficiency | CoolingTotalEfficiency | MotorHP | FractionConditioned | CalcMethod | TotalStaticPressure_inch | FanEfficiency | MotorEfficiency | MotorPowerDraw_kW | StartMonth | EndMonth
Bath exhaust fans | ExhaustFan | 20 | 50 | 1 | 1 | 1 | 0.5 | 1 |  |  |  | 1 | InputMotorPower |  |  |  | 0.05 | 1 | 12 | drop down list for calculation method
Supply fan | SupplyFan | 1 | 400 | 1 | 0.9 | 0.5 | 8 | 0 |  |  | 1 | 0.5 | ComputeMotorPower | 1 | 0.6 | 0.75 |  | 10 | 6 | ComputeMotorPower
Common room ERVs | ERV | 2 | 200 | 1 | 1 | 0.5 | 12 | 12 | 0.8 | 0.5 |  | 1 | InputMotorPower |  |  |  | 0.15 | 1 | 12 | InputMotorPower
Lobby AHU | AirHandlingUnit | 1 | 1000 | 0.2 | 0.8 | 0.4 | 4 | 2 |  |  |  | 0 | ComputeMotorPower | 1 | 0.6 | 0.85 |  | 5 | 9
AirMovers drop down list
ExhaustFan
SupplyFan
AirHandlingUnit
ERV
FanCoilFan
This input block is for supply fans that introduce outdoor air to the building, exhaust fans that exhaust air from the building, air handlers, including ERV's, that may do both, and any other fan such as the fan in fan coil units which do not move air in or out of the building. This information is used to 1) calculate the energy required to condition outside air, and 2) calculate the electricity consumed by the fan motor. Air handling units that provide heating or cooling should also be entered as heating/cooling systems in that input block.
Boiler and furnace burner fans should be entered here. A gas boiler burner fan could consume 100-200 Watts when firing. A gas furnace burner fan could consume 400-800 Watts when firing.
Col 1. Name. Enter a user defined name of the fan or air handler.
Col. 2. type. Use the drop down list to select the type of air moving device. Air handling units are assumed to have balanced outside air supply and exhaust, and no energy recovery. If an air handling unit has energy recovery, enter it as "ERV."
Enter type "ExhaustFan" for a fan that blows air out of the building.
Enter type "SupplyFan" for a fan that blows air into the building.
Enter type "ERV" for an energy recovery ventilator. These are assumed to have equal supply and exhaust flows.
Enter type "AirHandlingUnit" for an air handling unit. Enter total design flow and "FractionVentilation" in column 5.
Enter type "FanCoilFan" for fans in fan coil units and similar devices.
Col. 3. Quantity. Where there are multiple fans/air handlers of the same power and with similar operating times, such as fan coil units, list on one row and enter the quantity here. If the fans/air handlers are different, or have different operating parameters, enter each one on a separate row.
Col. 4. DesignCFMperUnit. Full design air flow in cubic feet per minute. Needed for calc method "ComputeMotorPower." If the row includes multiple air moving devices, enter the air flow of just one.
Col. 5. FractionVentilation. This is the fraction of air flow that moves air in or out of the building.
For supply fans, exhaust fans, and ERV's, FractionVentilation = 1.
As an example, for an air handler that has the outside air damper open so as to take in an estimated 20% outside air flow, and exhausts 20% of air, the FractionVentilation would be 20%. If possible refer to control system settings, observed damper position, a balancing report, design schedule, or field measurement.
For a fan coil unit with no outside air supply, FractionVentilation = 0.
Col. 6. AverageSpeedTime1. If the fan is variable speed, enter the approximate average speed or flow fraction when it is running as a decimal 0 to 1, during time period 1. For example, if a speed control is set at 50%, enter .5. If a variable air volume fan operates under pressure control, and is observed to vary between 60% and 80% speed, enter an estimated average of .7. Refer to control settings, site observations, or balancing report to make this estimate.
Col. 7. AverageSpeedTime2. Average fan speed during time period 2.
Col. 8. Hours1PerDay. Hours per day the fan is in operation during time period 1, for those months of the year when it is running.
Col. 9. Hours2PerDay. Hours per day the fan is in operation during time period 2, for those months of the year when it is running.
For example, if a fan runs 24/7, and time period 1 is 12 hours, and time period 2 is 12 hours, enter 12 for Hours1PerDay and 12 for Hours2PerDay.
Col. 10. htgSensEff. This applies only to energy recovery ventilators (ERV's). Sensible efficiency in heating mode. If not an ERV, do not enter a value.
Col. 11. clgTotalEff. This applies only to energy recovery ventilators (ERV's). Total efficiency (sensible and latent) in cooling mode. If not an ERV, do not enter a value.
Col. 12. motorHP. Nominal, i.e. nameplate, fan motor horsepower.
Col. 13. FractionConditioned is the fraction of internal gains delivered to conditioned space that contributes to heating the building. FractionConditioned depends on the location of the fan or air handling unit in or out of the building, and the location of the fan motor in or out of the air stream. This is a number between 0 and 1. If all the fan motor heat is delivered to the building, enter 1. If the fan motor is outside and none of the motor heat is delivered to the building, enter 0.
Col. 14. CalcMethod. Select from the dropdown menu. CalcMethod "ComputeMotorPower" means the motor input power will be calculated based on the flow and static pressure. In this case, values must be entered in columns 15, 16, and 17. CalcMethod "InputMotorPower" is for cases where the input kW is known and entered directly in Col. 18. In this case do not enter values in columns 15, 16, and 17.
Col. 15. TotalStaticPressure_inch. Total static pressure on the fan in inches water gauge at full design flow. Needed for calc method "ComputeMotorPower."
Col. 16. FanEfficiency. Fan efficiency at design point. Needed for calc method "ComputeMotorPower."
Col. 17. MotorEfficiency. Motor efficiency at full speed. Needed for calc method "ComputeMotorPower."
Col. 18. MotorPowerDraw_kW. Motor input power draw in kiloWatts at full speed, if known. Needed for calc method "InputMotorPower." For example a fan coil unit may have a spec sheet listing the power consumption of the fan.
Col. 19. StartMonth. For fans that operate seasonally, enter the month of the start of the season as an integer (January = 1). It is not necessary for the start month to be prior to the end month. For example, a boiler burner fan that operates in winter could have a start month of 10 (October), and an end month of 5 (May). A cooling tower fan that operates in summer could have a start month of May (5), and an end month of September (9).
Col. 20. EndMonth. For fans that operate seasonally, enter the month of the end of the season.
ventilation drop down list
ExhaustFan
SupplyFan
AirHandlingUnit
ERV

## Pumps
pumpsTbl | 2 | 3 | 4 | 5 | 6 | 7 | 8 | 9 | 10 | 11 | 12 | 13 | 14
Name | Quantity | MotorHP | FracConditioned | CalcMethod | Flow_gpm | HeadPressure_ft | PumpEff | MotorEff | MotorPowerDraw_kW | AvgSpeed | OperationHoursPerDay | StartMonth | EndMonth
System pump | 1 | 0.33 | 0 | ComputeMotorPower | 45 | 18.5 | 0.6 | 0.5 |  | 90% | 24 | 10 | 5
DHW recirc pump | 1 | 0.083 | 0 | ComputeMotorPower | 16 | 7 | 0.4 | 0.4 |  | 100% | 24 | 1 | 12
CHW pump | 1 | 2 | 1 | InputMotorPower |  |  |  |  | 1.2 | 100% | 24 | 5 | 9
pump4
pump5
pump6
pump7
pump8
pump9
pump10
Col.1 name. User defined name for the pump or set of pumps.
Col. 2. Quantity. Where there are multiple pumps of the same power and with similar operating time and speed, such as zone circulators, list on one row and enter the quantity here. If the pumps are different, or have different operating parameters, enter each pump on a separate row.
Col. 3. MotorHP. Nominal, i.e. nameplate, pump motor horsepower.
Col. 4. FracConditioned is the fraction of internal heat gains from the pump delivered to conditioned space. FracConditioned depends on the location of the pump in or out of the building, and the location of the pump motor in or out of the water flow. This is a number between 0 and 1. If all the pump motor heat is delivered to the building, enter 1. If the pump motor is outside and none of the motor heat is delivered to the building, enter 0. If the pump is located in a partially conditioned mechanical room, FracConditioned will be somewhere between 0 and 1.
Col. 5. CalcMethod. Calc method "ComputeMotorPower" means the motor input power will be calculated based on the flow and pressure head. In this case, values must be entered in columns 6, 7, 8, and 9. Calc method "InputMotorPower" is for cases where the input power in kW is known and entered directly in Col. 10. In this case do not enter values in columns 6, 7, 8, and 9.
Col. 6. Flow_gpm. Full design water flow in gallons per minute. Needed for calc method "ComputeMotorPower."
Col. 7. HeadPressure_feet. Design pressure head seen by the pump at full flow in feet. Needed for calc method "ComputeMotorPower."
Col. 8. PumpEff. Pump efficiency. Needed for calc method "ComputeMotorPower." Use value at design flow.
Col. 9. MotorEff. Motor efficiency. Needed for calc method "ComputeMotorPower." Use value at full power.
Col. 10. MotorPowerDraw_kW. Motor input power draw in kiloWatts, if known. Needed for calc method "InputMotorPower."
Col. 11. AvgSpeed. If the pump is variable speed, enter the approximate average speed or flow fraction when it is running as a decimal 0 to 1. For example, if a speed control is fixed at 50%, enter .5. If a pump operates under differential pressure control, estimate the average operating speed, preferably based on observations at the site or trend logs. For example, if speed is observed to vary between 60% and 80%, enter an estimated average of .7. If there is no speed control (no VFD or other means of operation at partial speed) on the pump, enter 1.0.
Col. 12. OperationHoursPerDay. Hours per day the pump is in operation, for those months of the year when it is running. This is a number between 0 and 24.
Col. 13. StartMonth. For pumps that operate seasonally, enter the month of the start of the season as an integer (January = 1). It is not necessary for the start month to be prior to the end month. For example, a heating hot water pump that operates in winter could have a start month of 10 (October), and an end month of 5 (May). A condenser water pump that operates in summer could have a start month of May (5), and an end month of September (9).
Col. 14. EndMonth. For pumps that operate seasonally, enter the month of the end of the season.
drop down list for calculation method
ComputeMotorPower
InputMotorPower

## DHWsystems
DHWsystem | Primary system |  | System 2 |  | System 3
DHWsystemInput | Value1 | Data1 | Value2 | Data2 | Value3 | Data3
WaterHeaterType |  | GasFiredTank |  | ElectricTank |  |  | 1
DHWrecirculation | 1 | 0 no or 1 yes | 0 | 0 no or 1 yes |  | 0 no or 1 yes | 2
RecircLoopType |  | Average |  | Average |  |  | 3
ColdWaterMinTempFeb_F | 44 | °F | 44 | °F |  | °F | 4
ColdWaterMaxTempAug_F | 66 | °F | 66 | °F |  | °F | 5
HeaterOutputTemp_F | 125 | °F | 130 | °F |  | °F | 6
HeaterOutputTempCommlKitchen_F | 140 | °F | 140 | °F |  | °F | 7
SteadyStateEfficiency | 70% |  | 92% |  |  |  | 8
EfficiencySeasonalAmplitude | 0% |  | 0% |  |  |  | 9
CircLossesJulyFracOfLoad | 20% |  | 10% |  |  |  | 10
CircLossesSeasonalAmplitude | 10% |  | 10% |  |  |  | 11
CircLossesFracCond | 100% |  | 50% |  |  |  | 12
ControlskW | 0.05 |  | 0.01 |  |  |  | 13
FractionBuildingLoadServed | 0.75 |  | 0.25 |  |  |  | 14
Inputs on this sheet have information about the domestic hot water (DHW) system heaters. There are separate input blocks for DHW storage tanks, and for piping in the mechanical spaces.
Row 1. WaterHeaterType. Use drop down menu in the units column. If the heater has an indirect tank, enter the tank properties in the DHW tanks input section.
Row 2. DHWrecirculation. Zero for no recirculation loop for DHW, 1 for the presence of a recirculation loop.
Row 3. RecircLoopType. Select from the drop down menu. Used to estimate the magnitude of heat loss from the recirculation piping, if recirc is present. This input is intended for future use: it is not presently used in the calculation. The magnitude of circulation losses is accounted for in the row 10 input for circulation losses as a fraction of load.
Row 4. ColdWaterMinTempFeb_F. Minimum temperature of the water in the water mains entering the building. The minimum occurs in February in the northern hemisphere. For example in the Boston area this is 44F.
Row 5. ColdWaterMaxTempAug_F. Maximum temperature of the water in the water mains entering the building, occurring in August. For example, in the Boston area this is 66F.
Row 6. HeaterOutputTemp_F. The temperature of the hot water tank or heater output for most uses, such as kitchens and bathrooms. Default is 125F.
Row 7. HeaterOutputTempCommlKitchen_F. The temperature of the hot water tank or heater output for a commercial kitchen, if any is present, usually 140F.
Row 8. SteadyStateEfficiency. Enter a number between zero and one. Steady state efficiency of the DHW heater.
Row 9. EfficiencySeasonalAmplitude. A number between zero and one. This factor models a DHW heater that has less losses, and is hence more efficient in warmer temperatures (summer), if in fact that is the case. If efficiency is constant, enter 0. An entry of 10% indicates that the heater will be 10% more efficient in the warmest month (July) vs. the coldest month (January), following a sin curve for months in between. Default is 0.
Row 10. CircLossesJulyFracOfLoad. Circulation heat losses as a fraction of load at the fixtures, in the warmest month. A number between zero and one. The DHW system experiences heat loss in the network of distribution piping. This is estimated as a fraction of the hot water load at the point of use. Default for a mid size multifamily building with recirculation is 0.2.
Row 11. CircLossesSeasonalAmplitude. A number between zero and one. This accounts for circulation heat loss being greater when the ambient temperatures in the building are colder, in winter. A default value is 0.1 for the Boston area.
Row 12. CircLossesFracCond. Enter a number between 0 and 1. This reflects the extent to which heat lost from DHW piping will contribute to heating the building in winter, and add to the cooling burden in summer. In many cases this will be near 100%. If piping is located in uninsulated exterior chases, crawl spaces, or attics, the number may be much lower. Default is .75.
Row 13. ControlskW. This is the 24 hour average electric draw for controls and any small internal pump. This number should be entered for both fossil fuel and electric heating equipment. It is electricity used by on-board controls and keypad displays that does not contribute to heating the water. If no value is entered, a default will be provided based on the system type. Default values are in the vicinity of 20 Watts (0.02 kW). This does not include burner fans for boilers.
Row 14. FractionBuildingLoadServed. This is the fraction of the total DHW load served by that system -- a number between zero and one. If there is more than one system, enter the estimated fraction of the load served by each system for the year. The fractions must add up to 1. If there is only one system, enter 1.
DHW drop down list | Recirc loop type drop down list
GasFiredHeaterWithIndirectTank | CompactInsulated
GasFiredTank | Average
DemandGas | LongRunsPoorlyInsulated
OilFiredTank
OilFiredHeaterWithIndirectTank
PropaneFiredTank
PropaneFiredHeaterWithIndirectTank
DemandPropane
ElectricTank
DemandElectric
HeatPumpWaterHeater

## DHWtanksPipes
DHWtanks | 2 | 3 | 4 | 5 | 6 | 7 | 8 | 9
TankName | Quantity | Volume_gal | TankTemp_F | RefTemp_F | PercentLossHr | HoursHot | FracCond | ControlskW
indirectTank | 1 | 215 | 150 | 70 | 1 | 8760 | 0.1 | 0.05
gasFiredTanks | 3 | 130 | 150 | 70 | 1 | 8760 | 0.1 | 0.05
DHWpipesMechRm | 2 | 3 | 4
PipeDiameter_Inch | PipeType | HoursHot | Length_ft
1.5 | SteelInsul | 8760 | 120
4 | CopperInsul | 8760 | 80
DHW tanks
List all the DHW tanks, both those that are directly heated and those that are indirectly heated. Use one row for each type of tank.
Col. 1. TankName. User defined name to identify the DHW tank.
Col. 2. Quantity. The number of similar tanks.
Col. 3. Volume_gal. Nominal or nameplate volume in gallons.
Col. 4. TankTemp_F. Tank temperature maintained by the control.
Col. 5. RefTemp_F. Reference temperature is the average temperature in °F of the room where the equipment is located. Default is 70F.
Col. 6. PercentLossHr. Enter a number between 0 and 100. For example, enter 1 for one percent loss per hour. This is the default value. This value can usually be obtained or calculated from manufacturer's specs.
Col. 7. HoursHot. Hours per year the tank is maintained at setpoint temperature. For most DHW systems, this is 8,760 hours per year (all the time).
Col. 8. FracCond. Enter a number between 0 and 1. This reflects the extent to which heat lost from DHW tank will contribute to heating the building in winter, and add to the cooling burden in summer. If the tank is located in a closet in a conditioned area, this will be 1. If the tank is located in an unconditioned basement, the number may be lower.
Col. 9. ControlskW. The 24 hour average electric draw for controls and any internal pump. Most indirect tanks do not have any on board controls, so this would be zero.
DHW pipes in the mechanical room
This is piping that is visible in the mechanical spaces. This does not include the distribution and recirculation piping throughout the building that are usually concealed. Losses for that piping are accounted for in row 10 of DHW systems inputs. Use one row for each diameter of pipe observed. This should be based on site observations or MEP drawings.
Col. 1. PipeDiameter_inch. Enter pipe diameter from the drop down menu.
Col. 2. PipeType. Select from the drop down menu for copper or steel pipe, insulated (insul) or not insulated (bare). The software will assume typical values for the type and thickness of the pipe insulation.
Col. 3. HoursHot. The number of hours in a year that the pipes are hot. The default hours hot is 8760, i.e. the pipes are hot 100% of the time. If the system is not heavily used, the pipes may be hot less than 100% of the time.
Col. 4. Length_ft. Enter the linear feet of pipe of the correct type and diameter.
Pipes diameter drop down list |  | Pipe type and insulation drop down list
0.375 |  | CopperBare
0.5 |  | CopperInsul
0.75 |  | SteelBare
1 |  | SteelInsul
1.25
1.5
2
2.5
3
4
5
6
8

## PlumbingFixtures
PlumbingFixture | 2 | 3 | 4 | 5 | 6 | 7
FixtureType | Gallons | GallonUnits | Uses | UsesUnits | UseTemp_F | FractionTotal
Toilets | 1.28 | gal/flush | 5 | flush/day/person |  | 40%
Urinals | 0.5 | gal/flush | 0 | flush/day/person |  | 100%
BathroomSink | 0.5 | gpm | 5 | minutes/day/person | 95 | 100%
KitchenSink | 1 | gpm | 7 | minutes/day/person | 95 | 100%
Shower | 1.25 | gpm | 12 | minutes/day/person | 99 | 100%
InUnitDishwasher | 5 | gal/cycle | 2 | cycles/wk/apartment | 120 | 100%
InUnitClotheswasher | 16 | gal/load | 2 | loads/wk/apartment | 90 | 100%
CommonAreaClotheswasher | 28 | gal/load | 2 | loads/wk/apartment | 100 | 100%
CommercialKitchenSink | 2.5 | gpm | 0 | minutes/day/person | 95 | 100%
CommercialDishwasher | 15 | gal/cycle | 2 | cycles/wk/apartment | 140 | 100%
Irrigation | 20000 | gal annual |  | not used |  | 100%
CoolingTower | 10000 | gal annual |  | not used |  | 100%
Other | 0 | gal annual |  | not used |  | 100%
Toilets | 3.6 | gal/flush | 5 | flush/day/person |  | 60%
None |  | not used |  | not used
None |  | not used |  | not used
None |  | not used |  | not used
None |  | not used |  | not used
This input block contains information about the plumbing fixtures and water usage. See table below for recommended values. Use as many rows as needed to enter the fixtures in the building. Unused rows can be left blank. Note that dishwashers and clotheswashers are also entered in the appliances input block.
Col. 1. FixtureType. Enter the fixture type from the drop down menu. If there is more than one type of a given fixture, enter the types on separate rows. For example, a building may have some low flush toilets, and some older ones with a higher gallons per flush.
Col. 2. Gallons. Enter the characteristic of the plumbing fixture in accordance with the units in column 3. gpm is gallons per minute flow rate. For clotheswashers and dishwashers enter the gallons per load or cycle. If there is water usage for irrigation or for a cooling tower, enter the estimated total annual usage. If water is used for some other purpose, enter as "Other." This information should be obtained from an audit of the building.
Col. 3. GallonUnits. This column is auto-populated depending on the type of fixture.
Col. 4. Uses. Enter the estimated uses per person per day, or per apartment per week, according to the uses units in column 5. Guidance for typical values is provided in the table below.
Col. 5. UsesUnits. This column is auto-populated depending on the type of fixture.
Col. 6. UseTemp_F. Tuse is the temperature at the point of use when cold and hot water have been mixed. Tuse for showers is typically 95-100F.
Col. 7. FractionTotal. This is the fraction of the load served by fixtures when there is more than one fixture of a given category. For example, if a building has 50% shower heads at 1.5 gpm, and 50% shower heads ata 2.5 gpm, enter both types of shower heads on separate rows and assign a FractionTotal of .5 to each one. If there is only type of shower head, enter 1 for FractionTotal.
Reference table for plumbing fixtures
References for residential total and hot water usage
|  | Standard | Energy Star |  | Standard | Energy Star
|  | gal/year | gal/year |  | model | model
Dishwasher |  | 1290 | 860 | E Star MFHR | 5 | 4.25 | gal/cycle
In unit clothes washer |  | 12179 | 5637 | Simulation Guidelines
Common area clothes washer |  | 29515 | 13661 |  | 31.0684 | 14.38 | gal/cycle
Estimated fraction of hot water for clothes washers |  |  |  | 20%
Common area clothes washer |  | 950 | loads per year, each machine |  | 2.6027 |  | uses/day
# of Toilet Flushes / Day / Person | 5.05 | flushes | LEED Homes v4 Reference Guide page 133; also, 2014 REUWS; THIS NUMBER MAY BE LOW
# of Minutes per Shower | 8.2 | minutes | http://www.bbc.com/news/science-environment-15836433
# of Showers per person per week | 7 | showers | LEED Homes V4 Reference Manual page 133; elderly, assumes 4
Faucet # of Minutes per Person per Day | 5 | minutes | LEED Homes V4 Reference Manual page 133
Norms for hot water fraction
0% | ...of Toilet water is DHW
20% | ...of Clothes Washer Water is DHW (see Mayer REUWS 2014)
100% | ...of Dishwasher water is DHW (see Mayer REUWS 2014)
66% | ...of Shower water is DHW (see Mayer REUWS 2014)
57% | ...of Faucet water is DHW (see Mayer REUWS 2014)
12% | ...of Leaks water is DHW (see Mayer REUWS 2014)
Average for multifamily buildings is ~70 Gal/bedroom/day. Anything over 100 gal/bedroom/day is high for any type of building.
Default recommendations for new low flow plumbing
Toilets .8 gpf
Bathroom lavatory faucet 1.0 gpm
Shower 1.5 gpm
Kitchen faucet 1.5 gpm
Type of Fixture |  |  |  |  | Average Use Temperature
Shower - Actual Bathing Use |  |  |  |  | 98.9617
Shower - Structural Waste (per Lutz and Sherman) |  |  |  |  | 103.9573
Shower - Behavioural Waste (47 seconds of shower duration Sherman 2014 with LBNL/Lutz data) |  |  |  |  | 103.9573
Bathroom Faucets |  |  |  |  | 95
Bathroom Faucets - Structural Waste (Selover 2010) |  |  |  |  | 95
Plumbing fixture drop down list | GallonUnits | UsesUnits
Toilets | gal/flush | flush/day/person
Urinals | gal/flush | flush/day/person
BathroomSink | gpm | minutes/day/person
KitchenSink | gpm | minutes/day/person
Shower | gpm | minutes/day/person
InUnitDishwasher | gal/cycle | cycles/wk/apartment
InUnitClotheswasher | gal/load | loads/wk/apartment
CommonAreaClotheswasher | gal/load | loads/wk/apartment
CommercialKitchenSink | gpm | minutes/day/person
CommercialDishwasher | gal/cycle | cycles/wk/apartment
Irrigation | gal annual | not used
CoolingTower | gal annual | not used
Other | gal annual | not used
None | not used | not used

## Appliances
Appliance table | 2 | 3 | 4 | 5 | 6 | 7
ApplianceType | ApplianceCategory | SubType | EfficiencyLevel | EffLevelDescriptor | Quantity | FracUnitsServed
InUnitElectricStoves | Stove | no subtype | 1 | 1 standard, 2 Energy Star | 9 | 0.5
InUnitElectricStoves | Stove | no subtype | 2 | 1 standard, 2 Energy Star | 9 | 0.5
InUnitDishwashers | Dishwasher | no subtype | 1 | 1 standard, 2 Energy Star | 18 | 1
InUnitClotheswashers | Clotheswasher | FrontLoadingGreaterThan2_5cubicFeet | 1 | 1 standard, 2 Energy Star | 9 | 0.5
InUnitElectricStoves | Stove | no subtype | 2 | 1 standard, 2 Energy Star | 9 | 0.5
InUnitElectricClothesDryers | Dryer | no subtype | 1 | 1 standard, 2 Energy Star | 1 | 0.25
CommonAreaClotheswashers | Clotheswasher | FrontLoadingGreaterThan2_5cubicFeet | 1 | 1 standard, 2 Energy Star | 1 | 0.5
CommonAreaElectricClothesDryers | Dryer | no subtype | 1 | 1 standard, 2 Energy Star | 1 | 0.125
CommonAreaElectricClothesDryers | Dryer | no subtype | 2 | 1 standard, 2 Energy Star | 1 | 0.125
CommercialDishwashers | Dishwasher | no subtype | 1 | 1 standard, 2 Energy Star | 1 | 0.05
Refrigerators | Refrigerator | CEEtier3 | 18 | volume_ft3 | 12 | 0.67
Refrigerators | Refrigerator | Pre1976 | 15 | volume_ft3 | 6 | 0.33
| #N/A |  |  | #N/A
| #N/A |  |  | #N/A
| #N/A |  |  | #N/A
| #N/A |  |  | #N/A
| #N/A |  |  | #N/A
This input block is for the appliances in the building. Note that dishwashers and clotheswashers are also entered as plumbing fixtures. Use as many rows as needed to enter appliances. Unused rows can be left blank.
Col. 1. ApplianceType. Select from the drop down menu. If there are two appliances of the same type but of differing efficiencies, enter on two separate rows. For example, if a building has 25% older refrigerators, and 75% newer ones, enter these on two separate rows.
Col. 2. ApplianceCategory. This column is auto-populated based on the appliance type in column 1.
Col. 3. SubType. Select from the drop down menu, which is specific based on the appliance type in column 1. Some appliance types do not have any sub-types.
Col. 4. EfficiencyLevel. Select an efficiency level consistent with the efficiency level descriptor in column 5. At present there are two categories of efficiency. 1 is standard efficiency, and 2 is Energy Star rated or high efficiency.
Col. 5. EffLevelDescriptor. This column is auto-populated based on the appliance type in column 1.
Col. 6. Quantity. Enter the number of this type of appliance in the building.
Col. 7. FracUnitsServed. For a multifamily building, enter the fraction of the dwelling units served by the appliances on this row.
drop down for appliance type | efficiency level descriptor | category |  | dropdown menu for in unit clothes washer type
InUnitGasStoves | 1 standard, 2 Energy Star | Stove |  | FrontLoadingLessThan2_5cubicFeet
InUnitElectricStoves | 1 standard, 2 Energy Star | Stove |  | FrontLoadingGreaterThan2_5cubicFeet
InUnitDishwashers | 1 standard, 2 Energy Star | Dishwasher |  | TopLoading
InUnitClotheswashers | 1 standard, 2 Energy Star | Clotheswasher
InUnitGasClothesDryers | 1 standard, 2 Energy Star | Dryer |  | drop down list for refrigerators
InUnitElectricClothesDryers | 1 standard, 2 Energy Star | Dryer |  | Pre1976
Refrigerators | volume_ft3 | Refrigerator |  | from1976to1986
CommonAreaClotheswashers | 1 standard, 2 Energy Star | Clotheswasher |  | from1987to1989
CommonAreaGasClothesDryers | 1 standard, 2 Energy Star | Dryer |  | from1990to1992
CommonAreaElectricClothesDryers | 1 standard, 2 Energy Star | Dryer |  | from1993to2000
CommercialDishwashers | 1 standard, 2 Energy Star | Dishwasher |  | year2001andLater
CommercialOvenElectric | 1 standard, 2 Energy Star | Stove |  | from2001to2004EnergyStar
CommercialGriddleElectric | 1 standard, 2 Energy Star | Stove |  | from2004to2008EnergyStar
from2008toi2010EnergyStar
drop down for appliance category |  |  |  | CEEtier3
Stove
Dishwasher |  |  |  | no subtype
Clotheswasher
Dryer
Refrigerator
Appliance description | ApplianceType |  | EfficiencyLevel | SubType | EnergyType | Code
Standard in-unit electric stove | InUnitElectricStoves |  | 1 | no sub type for this appliance | Electricity | s10
Standard commercial oven electric |  |  | 1 | no sub type for this appliance | Electricity | s20
Standard commercial griddle electric |  |  | 1 | no sub type for this appliance | Electricity | s30
Energy Star in-unit electric stove | InUnitElectricStoves |  | 2 | no sub type for this appliance | Electricity | s40
Energy Star commercial oven electric |  |  | 2 | no sub type for this appliance | Electricity | s50
Energy Star commercial griddle electric |  |  | 2 | no sub type for this appliance | Electricity | s60
Standard in-unit gas stove therms | InUnitGasStoves |  | 1 | no sub type for this appliance | Gas | s70
Standard in-unit gas stove kWh | InUnitGasStoves |  | 1 | no sub type for this appliance | Electricity | s80
High efficiency in-unit gas stove therms | InUnitGasStoves |  | 2 | no sub type for this appliance | Gas | s90
High efficiency in-unit gas stove kWh | InUnitGasStoves |  | 2 | no sub type for this appliance | Electricity | s100
Existing in-unit electric dryer kWh | InUnitElectricClothesDryers |  | 1 | no sub type for this appliance | Electricity | d10
High efficiency in-unit electric dryer kWh | InUnitElectricClothesDryers |  | 2 | no sub type for this appliance | Electricity | d20
Existing common area electric dryer kWh | CommonAreaElectricClothesDryers |  | 1 | no sub type for this appliance | Electricity | d30
High efficiency common area electric dryer kWh | CommonAreaElectricClothesDryers |  | 2 | no sub type for this appliance | Electricity | d40
Existing in-unit gas dryer gas therms | InUnitGasClothesDryers |  | 1 | no sub type for this appliance | Gas | d50
Existing in-unit gas dryer electricity kWh | InUnitGasClothesDryers |  | 1 | no sub type for this appliance | Electricity | d60
High efficiency in-unit gas dryer gas therms | InUnitGasClothesDryers |  | 2 | no sub type for this appliance | Gas | d70
High efficiency in-unit gas dryer electricity kWh | InUnitGasClothesDryers |  | 2 | no sub type for this appliance | Electricity | d80
Existing common area gas dryer gas therms | CommonAreaGasClothesDryers |  | 1 | no sub type for this appliance | Gas | d90
Existing common area gas dryer electricity kWh | CommonAreaGasClothesDryers |  | 1 | no sub type for this appliance | Electricity | d100
High efficiency common area gas dryer gas therms | CommonAreaGasClothesDryers |  | 2 | no sub type for this appliance | Gas | d110
High efficiency common area gas dryer electricity kWh | CommonAreaGasClothesDryers |  | 2 | no sub type for this appliance | Electricity | d120
Existing in-unit dishwasher | InUnitDishwashers |  | 1 | no sub type for this appliance | Electricity | dw10
Existing common area or commercial dishwasher | CommercialDishwashers |  | 1 | no sub type for this appliance | Electricity | dw20
Energy Star in-unit dishwasher | InUnitDishwashers |  | 2 | no sub type for this appliance | Electricity | dw30
Energy Star common area or commercial dishwasher | CommercialDishwashers |  | 2 | no sub type for this appliance | Electricity | dw40
Existing in-unit < 2.5 ft3 clotheswasher | InUnitClotheswashers |  | 1 | FrontLoadingLessThan2_5cubicFeet | Electricity | cw10
Existing in-unit front loading >2.5ft3 clotheswasher | InUnitClotheswashers |  | 1 | FrontLoadingGreaterThan2_5cubicFeet | Electricity | cw20
Existing in-unit top loading >2.5ft3 clotheswasher | InUnitClotheswashers |  | 1 | TopLoading | Electricity | cw30
Existing commercial or common laundry clotheswasher | CommonAreaClotheswashers |  | 1 | FrontLoadingGreaterThan2_5cubicFeet | Electricity | cw40
Energy Star in-unit < 2.5 ft3 clotheswasher | InUnitClotheswashers |  | 2 | FrontLoadingLessThan2_5cubicFeet | Electricity | cw50
Energy Star in-unit front loading >2.5ft3 clotheswasher | InUnitClotheswashers |  | 2 | FrontLoadingGreaterThan2_5cubicFeet | Electricity | cw60
Energy Star in-unit top loading >2.5ft3 clotheswasher | InUnitClotheswashers |  | 2 | TopLoading | Electricity | cw70
Energy Star commercial or common laundry clotheswasher | CommonAreaClotheswashers |  | 2 | FrontLoadingGreaterThan2_5cubicFeet | Electricity | cw80
Refrigerator <1976 | Refrigerators |  |  | Pre1976 | Electricity | r10
Refrigerator 1976-86 | Refrigerators |  |  | from1976to1986 | Electricity | r20
Refrigerator 1987-89 | Refrigerators |  |  | from1987to1989 | Electricity | r30
Refrigerator 1990-92 | Refrigerators |  |  | from1990to1992 | Electricity | r40
Refrigerator 1993-00 | Refrigerators |  |  | from1993to2000 | Electricity | r50
Refrigerator 2001+ | Refrigerators |  |  | year2001andLater | Electricity | r60
Refrigerator 2001-04 Energy Star | Refrigerators |  |  | from2001to2004EnergyStar | Electricity | r70
Refrigerator 2004-08 Energy Star | Refrigerators |  |  | from2004to2008EnergyStar | Electricity | r80
Refrigerator 2008-10 Energy Star | Refrigerators |  |  | from2008toi2010EnergyStar | Electricity | r90
Refrigerator CEE Tier 3 | Refrigerators |  |  | CEEtier3 | Electricity | r100

## WeatherData
1 | 2 | 3 | 4 | 5
weather_data |  | degrees C |  | meters / second
Date | Time | DryBulb | Rhum | wSpeed | This input block is for a year of average hourly weather, usually taken from TMY3 or TMY3x weather data files. Extract these five fields of data from the TMY3 or TMY3x files and insert here in 8,760 rows (the TMY files contain many more fields of data which are not used in this calculation). Solar radiation data is drawn from the NREL PVWatts database using an API, and so is not present here.
2010-01-01 | 1:00 | 3.9 | 93 | 6.2
2010-01-01 01:00 | 2:00 | 4.4 | 93 | 5.7
2010-01-01 02:00 | 3:00 | 6.1 | 93 | 6.2
2010-01-01 03:00 | 4:00 | 7.8 | 89 | 5.7
2010-01-01 04:00 | 5:00 | 7.8 | 89 | 5.7
2010-01-01 05:00 | 6:00 | 10 | 87 | 6.7
2010-01-01 06:00 | 7:00 | 10.6 | 89 | 7.7 | Col. 1. Date. The dates run from January 1 to December 31. The year indicates the source year for the TMY file but is not used in the calculation.
2010-01-01 07:00 | 8:00 | 12.2 | 83 | 8.2
2010-01-01 08:00 | 9:00 | 13.3 | 75 | 6.2 | Col. 2. Time. Time in 24 hour format. hh:mm
2010-01-01 09:00 | 10:00 | 14.4 | 67 | 7.7 | Col. 3. DryBulb. Drybulb temperature in degrees C. This is converted to degrees F in the program.
2010-01-01 10:00 | 11:00 | 14.4 | 67 | 6.2
2010-01-01 11:00 | 12:00 | 13.3 | 51 | 5.2 | Col. 4. Rhum. Relative humidity as a number between 0 and 100. For example, enter 50 for 50% RH. Enthalpy is calculated automatically.
2010-01-01 12:00 | 13:00 | 12.8 | 47 | 5.7
2010-01-01 13:00 | 14:00 | 12.8 | 47 | 8.8 | Col. 5. wSpeed. Wind speed in meters per second. This is converted to miles per hour in the software.
2010-01-01 14:00 | 15:00 | 10.6 | 44 | 7.7
2010-01-01 15:00 | 16:00 | 8.9 | 47 | 6.7
2010-01-01 16:00 | 17:00 | 8.9 | 47 | 6.7
2010-01-01 17:00 | 18:00 | 6.7 | 52 | 7.7
2010-01-01 18:00 | 19:00 | 5.6 | 53 | 8.2
2010-01-01 19:00 | 20:00 | 5.6 | 53 | 7.7
2010-01-01 20:00 | 21:00 | 3.9 | 50 | 8.2
2010-01-01 21:00 | 22:00 | 2.8 | 49 | 8.8
2010-01-01 22:00 | 23:00 | 2.8 | 49 | 8.2
2010-01-01 23:00 | 24:00 | 1.1 | 48 | 6.7
2010-01-02 | 1:00 | 0.6 | 47 | 6.2
2010-01-02 01:00 | 2:00 | 0.6 | 47 | 6.7
2010-01-02 02:00 | 3:00 | -0.6 | 45 | 7.2
2010-01-02 03:00 | 4:00 | -1.1 | 44 | 3.1
2010-01-02 04:00 | 5:00 | -1.1 | 44 | 5.7
2010-01-02 05:00 | 6:00 | -1.7 | 44 | 6.2
2010-01-02 06:00 | 7:00 | -2.2 | 42 | 5.2
2010-01-02 07:00 | 8:00 | -2.2 | 42 | 5.2
2010-01-02 08:00 | 9:00 | -1.1 | 31 | 3.1
2010-01-02 09:00 | 10:00 | 0 | 27 | 3.1
2010-01-02 10:00 | 11:00 | 0 | 27 | 2.6
2010-01-02 11:00 | 12:00 | 1.7 | 20 | 3.6
2010-01-02 12:00 | 13:00 | 2.2 | 18 | 2.6
2010-01-02 13:00 | 14:00 | 2.2 | 18 | 2.6
2010-01-02 14:00 | 15:00 | 1.1 | 32 | 1.5
2010-01-02 15:00 | 16:00 | 0.6 | 32 | 1.5
2010-01-02 16:00 | 17:00 | 0.6 | 32 | 1
2010-01-02 17:00 | 18:00 | 0 | 40 | 0.5
2010-01-02 18:00 | 19:00 | 0 | 39 | 0
2010-01-02 19:00 | 20:00 | 0 | 39 | 1.5
2010-01-02 20:00 | 21:00 | 0 | 47 | 3.1
2010-01-02 21:00 | 22:00 | 0 | 54 | 3.1
2010-01-02 22:00 | 23:00 | 0 | 54 | 3.1
2010-01-02 23:00 | 24:00 | 0 | 66 | 5.2
2010-01-03 | 1:00 | 0.6 | 66 | 4.1
2010-01-03 01:00 | 2:00 | 0.6 | 66 | 4.1
2010-01-03 02:00 | 3:00 | 1.7 | 67 | 4.6
2010-01-03 03:00 | 4:00 | 1.7 | 70 | 5.2
2010-01-03 04:00 | 5:00 | 1.7 | 70 | 3.1
2010-01-03 05:00 | 6:00 | 2.2 | 74 | 1.5
2010-01-03 06:00 | 7:00 | 2.8 | 78 | 2.6
2010-01-03 07:00 | 8:00 | 2.8 | 78 | 4.6
2010-01-03 08:00 | 9:00 | 3.3 | 82 | 5.2
2010-01-03 09:00 | 10:00 | 3.3 | 85 | 5.7
2010-01-03 10:00 | 11:00 | 3.3 | 85 | 4.1
2010-01-03 11:00 | 12:00 | 7.2 | 63 | 3.6
2010-01-03 12:00 | 13:00 | 7.2 | 55 | 4.1
2010-01-03 13:00 | 14:00 | 7.2 | 55 | 4.6
2010-01-03 14:00 | 15:00 | 7.2 | 50 | 1.5
2010-01-03 15:00 | 16:00 | 6.7 | 47 | 2.6
2010-01-03 16:00 | 17:00 | 6.7 | 47 | 3.1
2010-01-03 17:00 | 18:00 | 5 | 51 | 4.1
2010-01-03 18:00 | 19:00 | 4.4 | 55 | 4.6
2010-01-03 19:00 | 20:00 | 4.4 | 55 | 5.2
2010-01-03 20:00 | 21:00 | 3.3 | 52 | 7.2
2010-01-03 21:00 | 22:00 | 3.3 | 52 | 5.7
2010-01-03 22:00 | 23:00 | 3.3 | 52 | 6.2
2010-01-03 23:00 | 24:00 | 3.9 | 45 | 7.2
2010-01-04 | 1:00 | 3.3 | 47 | 7.7
2010-01-04 01:00 | 2:00 | 3.3 | 47 | 7.7
2010-01-04 02:00 | 3:00 | 2.8 | 51 | 7.2
2010-01-04 03:00 | 4:00 | 2.8 | 54 | 6.2
2010-01-04 04:00 | 5:00 | 2.8 | 54 | 7.2
2010-01-04 05:00 | 6:00 | 2.2 | 59 | 7.2
2010-01-04 06:00 | 7:00 | 1.7 | 61 | 4.6
2010-01-04 07:00 | 8:00 | 1.7 | 61 | 7.2
2010-01-04 08:00 | 9:00 | 3.3 | 57 | 10.3
2010-01-04 09:00 | 10:00 | 5 | 51 | 9.8
2010-01-04 10:00 | 11:00 | 5 | 51 | 10.8
2010-01-04 11:00 | 12:00 | 7.2 | 43 | 7.2
2010-01-04 12:00 | 13:00 | 8.3 | 40 | 11.3
2010-01-04 13:00 | 14:00 | 8.3 | 40 | 10.8
2010-01-04 14:00 | 15:00 | 8.3 | 42 | 10.8
2010-01-04 15:00 | 16:00 | 7.8 | 46 | 9.3
2010-01-04 16:00 | 17:00 | 7.8 | 46 | 11.8
2010-01-04 17:00 | 18:00 | 6.1 | 56 | 11.8
2010-01-04 18:00 | 19:00 | 6.1 | 56 | 9.8
2010-01-04 19:00 | 20:00 | 6.1 | 56 | 9.8
2010-01-04 20:00 | 21:00 | 5.6 | 58 | 10.3
2010-01-04 21:00 | 22:00 | 5.6 | 61 | 9.3
2010-01-04 22:00 | 23:00 | 5.6 | 61 | 8.8
2010-01-04 23:00 | 24:00 | 4.4 | 70 | 8.2
2010-01-05 | 1:00 | 4.4 | 73 | 9.3
2010-01-05 01:00 | 2:00 | 4.4 | 73 | 8.8
2010-01-05 02:00 | 3:00 | 4.4 | 73 | 8.8
2010-01-05 03:00 | 4:00 | 4.4 | 76 | 7.2
2010-01-05 04:00 | 5:00 | 4.4 | 76 | 10.3
2010-01-05 05:00 | 6:00 | 4.4 | 83 | 9.3
2010-01-05 06:00 | 7:00 | 4.4 | 86 | 6.7
2010-01-05 07:00 | 8:00 | 4.4 | 86 | 7.7
2010-01-05 08:00 | 9:00 | 5 | 89 | 9.3
2010-01-05 09:00 | 10:00 | 6.1 | 89 | 9.3
2010-01-05 10:00 | 11:00 | 6.1 | 89 | 10.3
2010-01-05 11:00 | 12:00 | 6.1 | 89 | 9.8
2010-01-05 12:00 | 13:00 | 5.6 | 85 | 7.7
2010-01-05 13:00 | 14:00 | 5.6 | 85 | 7.2
2010-01-05 14:00 | 15:00 | 5 | 89 | 8.2
2010-01-05 15:00 | 16:00 | 4.4 | 89 | 7.7
2010-01-05 16:00 | 17:00 | 4.4 | 89 | 5.7
2010-01-05 17:00 | 18:00 | 4.4 | 86 | 5.7
2010-01-05 18:00 | 19:00 | 4.4 | 86 | 6.2
2010-01-05 19:00 | 20:00 | 4.4 | 86 | 6.7
2010-01-05 20:00 | 21:00 | 3.9 | 86 | 6.2
2010-01-05 21:00 | 22:00 | 3.9 | 82 | 6.7
2010-01-05 22:00 | 23:00 | 3.9 | 82 | 6.2
2010-01-05 23:00 | 24:00 | 3.3 | 75 | 4.6
2010-01-06 | 1:00 | 3.3 | 75 | 5.7
2010-01-06 01:00 | 2:00 | 3.3 | 75 | 2.6
2010-01-06 02:00 | 3:00 | 2.2 | 78 | 2.6
2010-01-06 03:00 | 4:00 | 2.2 | 78 | 3.1
2010-01-06 04:00 | 5:00 | 2.2 | 78 | 2.6
2010-01-06 05:00 | 6:00 | 3.3 | 69 | 3.6
2010-01-06 06:00 | 7:00 | 3.3 | 69 | 3.1
2010-01-06 07:00 | 8:00 | 3.3 | 69 | 2.6
2010-01-06 08:00 | 9:00 | 3.9 | 69 | 3.1
2010-01-06 09:00 | 10:00 | 4.4 | 67 | 2.6
2010-01-06 10:00 | 11:00 | 4.4 | 67 | 3.1
2010-01-06 11:00 | 12:00 | 6.7 | 59 | 3.6
2010-01-06 12:00 | 13:00 | 7.2 | 55 | 5.2
2010-01-06 13:00 | 14:00 | 7.2 | 55 | 6.2
2010-01-06 14:00 | 15:00 | 6.1 | 54 | 6.2
2010-01-06 15:00 | 16:00 | 5.6 | 49 | 5.2
2010-01-06 16:00 | 17:00 | 5.6 | 49 | 5.7
2010-01-06 17:00 | 18:00 | 2.2 | 42 | 4.6
2010-01-06 18:00 | 19:00 | 1.1 | 39 | 4.6
2010-01-06 19:00 | 20:00 | 1.1 | 39 | 5.7
2010-01-06 20:00 | 21:00 | -1.1 | 35 | 5.2
2010-01-06 21:00 | 22:00 | -1.7 | 36 | 6.2
2010-01-06 22:00 | 23:00 | -1.7 | 36 | 6.7
2010-01-06 23:00 | 24:00 | -3.9 | 41 | 7.2
2010-01-07 | 1:00 | -4.4 | 39 | 7.2
2010-01-07 01:00 | 2:00 | -4.4 | 39 | 6.7
2010-01-07 02:00 | 3:00 | -5 | 39 | 5.7
2010-01-07 03:00 | 4:00 | -6.1 | 35 | 5.2
2010-01-07 04:00 | 5:00 | -6.1 | 35 | 6.2
2010-01-07 05:00 | 6:00 | -6.7 | 32 | 6.2
2010-01-07 06:00 | 7:00 | -7.2 | 31 | 5.2
2010-01-07 07:00 | 8:00 | -7.2 | 31 | 7.7
2010-01-07 08:00 | 9:00 | -6.1 | 28 | 7.2
2010-01-07 09:00 | 10:00 | -5 | 26 | 6.2
2010-01-07 10:00 | 11:00 | -5 | 26 | 6.2
2010-01-07 11:00 | 12:00 | -2.2 | 21 | 7.7
2010-01-07 12:00 | 13:00 | -1.1 | 19 | 5.7
2010-01-07 13:00 | 14:00 | -1.1 | 19 | 6.7
2010-01-07 14:00 | 15:00 | -0.6 | 16 | 5.2
2010-01-07 15:00 | 16:00 | -1.1 | 17 | 4.6
2010-01-07 16:00 | 17:00 | -1.1 | 17 | 5.2
2010-01-07 17:00 | 18:00 | -1.7 | 22 | 5.2
2010-01-07 18:00 | 19:00 | -2.2 | 23 | 4.1
2010-01-07 19:00 | 20:00 | -2.2 | 23 | 3.6
2010-01-07 20:00 | 21:00 | -2.2 | 25 | 3.1
2010-01-07 21:00 | 22:00 | -2.2 | 29 | 2.1
2010-01-07 22:00 | 23:00 | -2.2 | 29 | 2.1
2010-01-07 23:00 | 24:00 | -0.6 | 37 | 2.1
2010-01-08 | 1:00 | -0.6 | 31 | 2.1
2010-01-08 01:00 | 2:00 | -0.6 | 31 | 2.6
2010-01-08 02:00 | 3:00 | -1.1 | 31 | 4.1
2010-01-08 03:00 | 4:00 | -0.6 | 41 | 4.6
2010-01-08 04:00 | 5:00 | -0.6 | 41 | 4.1
2010-01-08 05:00 | 6:00 | -0.6 | 57 | 5.2
2010-01-08 06:00 | 7:00 | 0.6 | 63 | 5.2
2010-01-08 07:00 | 8:00 | 0.6 | 63 | 4.1
2010-01-08 08:00 | 9:00 | 1.1 | 73 | 5.2
2010-01-08 09:00 | 10:00 | 2.2 | 74 | 5.2
2010-01-08 10:00 | 11:00 | 2.2 | 74 | 5.2
2010-01-08 11:00 | 12:00 | 3.3 | 89 | 6.2
2010-01-08 12:00 | 13:00 | 3.9 | 93 | 6.2
2010-01-08 13:00 | 14:00 | 5.6 | 89 | 6.7
2010-01-08 14:00 | 15:00 | 5 | 93 | 6.7
2010-01-08 15:00 | 16:00 | 5.6 | 89 | 6.7
2010-01-08 16:00 | 17:00 | 5.6 | 89 | 7.7
2010-01-08 17:00 | 18:00 | 5.6 | 92 | 7.7
2010-01-08 18:00 | 19:00 | 5.6 | 92 | 8.2
2010-01-08 19:00 | 20:00 | 5.6 | 92 | 8.2
2010-01-08 20:00 | 21:00 | 4.4 | 93 | 8.8
2010-01-08 21:00 | 22:00 | 2.8 | 92 | 7.2
2010-01-08 22:00 | 23:00 | 2.2 | 92 | 7.7
2010-01-08 23:00 | 24:00 | 2.8 | 89 | 7.2
2010-01-09 | 1:00 | 1.7 | 92 | 6.7
2010-01-09 01:00 | 2:00 | 1.7 | 92 | 6.2
2010-01-09 02:00 | 3:00 | 2.2 | 92 | 7.2
2010-01-09 03:00 | 4:00 | 2.2 | 89 | 7.2
2010-01-09 04:00 | 5:00 | 2.2 | 89 | 6.2
2010-01-09 05:00 | 6:00 | 2.2 | 92 | 5.2
2010-01-09 06:00 | 7:00 | 2.8 | 92 | 5.7
2010-01-09 07:00 | 8:00 | 2.8 | 96 | 4.6
2010-01-09 08:00 | 9:00 | 6.1 | 73 | 4.6
2010-01-09 09:00 | 10:00 | 6.7 | 70 | 5.2
2010-01-09 10:00 | 11:00 | 6.7 | 70 | 5.2
2010-01-09 11:00 | 12:00 | 7.2 | 63 | 4.6
2010-01-09 12:00 | 13:00 | 7.2 | 60 | 4.6
2010-01-09 13:00 | 14:00 | 7.2 | 60 | 4.1
2010-01-09 14:00 | 15:00 | 6.7 | 65 | 6.7
2010-01-09 15:00 | 16:00 | 6.7 | 59 | 6.7
2010-01-09 16:00 | 17:00 | 6.7 | 54 | 7.2
2010-01-09 17:00 | 18:00 | 5.6 | 56 | 6.7
2010-01-09 18:00 | 19:00 | 4.4 | 58 | 5.7
2010-01-09 19:00 | 20:00 | 4.4 | 58 | 6.2
2010-01-09 20:00 | 21:00 | 3.3 | 52 | 5.2
2010-01-09 21:00 | 22:00 | 2.8 | 51 | 7.2
2010-01-09 22:00 | 23:00 | 2.8 | 51 | 8.2
2010-01-09 23:00 | 24:00 | 2.8 | 51 | 6.7
2010-01-10 | 1:00 | 2.2 | 51 | 6.7
2010-01-10 01:00 | 2:00 | 2.2 | 51 | 6.7
2010-01-10 02:00 | 3:00 | 2.2 | 51 | 7.2
2010-01-10 03:00 | 4:00 | 2.2 | 51 | 7.7
2010-01-10 04:00 | 5:00 | 2.2 | 51 | 6.7
2010-01-10 05:00 | 6:00 | 2.2 | 51 | 8.2
2010-01-10 06:00 | 7:00 | 1.7 | 58 | 7.2
2010-01-10 07:00 | 8:00 | 1.7 | 58 | 6.7
2010-01-10 08:00 | 9:00 | 2.2 | 56 | 7.2
2010-01-10 09:00 | 10:00 | 1.7 | 55 | 6.7
2010-01-10 10:00 | 11:00 | 1.7 | 55 | 6.2
2010-01-10 11:00 | 12:00 | 1.7 | 53 | 7.7
2010-01-10 12:00 | 13:00 | 1.1 | 52 | 8.8
2010-01-10 13:00 | 14:00 | 1.1 | 52 | 9.3
2010-01-10 14:00 | 15:00 | 1.7 | 40 | 8.8
2010-01-10 15:00 | 16:00 | 1.7 | 40 | 7.7
2010-01-10 16:00 | 17:00 | 1.7 | 40 | 6.7
2010-01-10 17:00 | 18:00 | 0.6 | 43 | 6.7
2010-01-10 18:00 | 19:00 | 0 | 45 | 6.2
2010-01-10 19:00 | 20:00 | 0 | 45 | 4.6
2010-01-10 20:00 | 21:00 | -1.1 | 44 | 5.2
2010-01-10 21:00 | 22:00 | -2.2 | 46 | 4.1
2010-01-10 22:00 | 23:00 | -2.2 | 46 | 5.7
2010-01-10 23:00 | 24:00 | -3.3 | 46 | 5.2
2010-01-11 | 1:00 | -3.9 | 48 | 4.6
2010-01-11 01:00 | 2:00 | -3.9 | 48 | 5.7
2010-01-11 02:00 | 3:00 | -3.9 | 51 | 3.6
2010-01-11 03:00 | 4:00 | -3.3 | 48 | 4.1
2010-01-11 04:00 | 5:00 | -3.3 | 48 | 3.1
2010-01-11 05:00 | 6:00 | -3.3 | 48 | 2.6
2010-01-11 06:00 | 7:00 | -3.9 | 48 | 3.1
2010-01-11 07:00 | 8:00 | -3.9 | 48 | 3.1
2010-01-11 08:00 | 9:00 | -3.9 | 44 | 3.6
2010-01-11 09:00 | 10:00 | -2.8 | 38 | 1.5
2010-01-11 10:00 | 11:00 | -2.8 | 38 | 1.5
2010-01-11 11:00 | 12:00 | -2.2 | 36 | 1
2010-01-11 12:00 | 13:00 | -1.7 | 33 | 1.5
2010-01-11 13:00 | 14:00 | -1.7 | 33 | 1.5
2010-01-11 14:00 | 15:00 | -2.8 | 32 | 4.1
2010-01-11 15:00 | 16:00 | -2.8 | 28 | 4.6
2010-01-11 16:00 | 17:00 | -2.8 | 28 | 4.1
2010-01-11 17:00 | 18:00 | -5 | 26 | 5.7
2010-01-11 18:00 | 19:00 | -5.6 | 27 | 6.7
2010-01-11 19:00 | 20:00 | -5.6 | 27 | 5.2
2010-01-11 20:00 | 21:00 | -7.2 | 29 | 4.6
2010-01-11 21:00 | 22:00 | -7.8 | 31 | 3.6
2010-01-11 22:00 | 23:00 | -8.3 | 32 | 4.1
2010-01-11 23:00 | 24:00 | -8.3 | 31 | 4.1
2010-01-12 | 1:00 | -8.9 | 34 | 6.7
2010-01-12 01:00 | 2:00 | -8.9 | 34 | 7.2
2010-01-12 02:00 | 3:00 | -8.9 | 32 | 7.2
2010-01-12 03:00 | 4:00 | -9.4 | 36 | 7.7
2010-01-12 04:00 | 5:00 | -9.4 | 36 | 8.2
2010-01-12 05:00 | 6:00 | -9.4 | 40 | 9.8
2010-01-12 06:00 | 7:00 | -9.4 | 40 | 9.3
2010-01-12 07:00 | 8:00 | -9.4 | 40 | 9.8
2010-01-12 08:00 | 9:00 | -7.8 | 36 | 10.3
2010-01-12 09:00 | 10:00 | -6.7 | 32 | 8.8
2010-01-12 10:00 | 11:00 | -5 | 27 | 10.3
2010-01-12 11:00 | 12:00 | -3.9 | 25 | 7.7
2010-01-12 12:00 | 13:00 | -2.2 | 21 | 6.7
2010-01-12 13:00 | 14:00 | -2.2 | 21 | 6.7
2010-01-12 14:00 | 15:00 | -2.2 | 21 | 6.7
2010-01-12 15:00 | 16:00 | -2.2 | 23 | 7.2
2010-01-12 16:00 | 17:00 | -2.2 | 23 | 6.2
2010-01-12 17:00 | 18:00 | -3.3 | 25 | 6.2
2010-01-12 18:00 | 19:00 | -3.9 | 26 | 6.2
2010-01-12 19:00 | 20:00 | -3.9 | 26 | 5.2
2010-01-12 20:00 | 21:00 | -5 | 30 | 3.6
2010-01-12 21:00 | 22:00 | -5.6 | 32 | 3.6
2010-01-12 22:00 | 23:00 | -5.6 | 32 | 3.1
2010-01-12 23:00 | 24:00 | -6.7 | 37 | 3.6
2010-01-13 | 1:00 | -7.2 | 41 | 2.1
2010-01-13 01:00 | 2:00 | -7.2 | 41 | 2.1
2010-01-13 02:00 | 3:00 | -7.8 | 43 | 2.1
2010-01-13 03:00 | 4:00 | -8.3 | 45 | 1.5
2010-01-13 04:00 | 5:00 | -8.3 | 45 | 1
2010-01-13 05:00 | 6:00 | -8.3 | 47 | 2.6
2010-01-13 06:00 | 7:00 | -8.9 | 49 | 2.1
2010-01-13 07:00 | 8:00 | -8.9 | 49 | 2.1
2010-01-13 08:00 | 9:00 | -7.8 | 45 | 1
2010-01-13 09:00 | 10:00 | -6.7 | 41 | 0
2010-01-13 10:00 | 11:00 | -6.7 | 41 | 2.1
2010-01-13 11:00 | 12:00 | -3.3 | 39 | 2.6
2010-01-13 12:00 | 13:00 | -1.7 | 38 | 2.1
2010-01-13 13:00 | 14:00 | -1.7 | 38 | 5.2
2010-01-13 14:00 | 15:00 | -2.2 | 46 | 3.1
2010-01-13 15:00 | 16:00 | -2.8 | 46 | 3.6
2010-01-13 16:00 | 17:00 | -2.8 | 46 | 3.6
2010-01-13 17:00 | 18:00 | -3.9 | 51 | 3.6
2010-01-13 18:00 | 19:00 | -4.4 | 58 | 3.6
2010-01-13 19:00 | 20:00 | -4.4 | 58 | 5.7
2010-01-13 20:00 | 21:00 | -3.9 | 62 | 2.6
2010-01-13 21:00 | 22:00 | -2.8 | 59 | 6.2
2010-01-13 22:00 | 23:00 | -2.8 | 59 | 8.8
2010-01-13 23:00 | 24:00 | -3.3 | 62 | 6.2
2010-01-14 | 1:00 | -3.3 | 59 | 8.8
2010-01-14 01:00 | 2:00 | -3.3 | 59 | 10.3
2010-01-14 02:00 | 3:00 | -3.9 | 56 | 15.4
2010-01-14 03:00 | 4:00 | -3.9 | 56 | 11.8
2010-01-14 04:00 | 5:00 | -3.9 | 56 | 9.3
2010-01-14 05:00 | 6:00 | -4.4 | 61 | 11.8
2010-01-14 06:00 | 7:00 | -4.4 | 58 | 14.4
2010-01-14 07:00 | 8:00 | -4.4 | 58 | 14.4
2010-01-14 08:00 | 9:00 | -3.9 | 59 | 15.9
2010-01-14 09:00 | 10:00 | -3.3 | 59 | 13.4
2010-01-14 10:00 | 11:00 | -3.3 | 59 | 13.9
2010-01-14 11:00 | 12:00 | -1.7 | 59 | 14.4
2010-01-14 12:00 | 13:00 | -1.1 | 60 | 13.4
2010-01-14 13:00 | 14:00 | -1.1 | 60 | 12.4
2010-01-14 14:00 | 15:00 | -1.1 | 57 | 10.3
2010-01-14 15:00 | 16:00 | -1.7 | 59 | 7.7
2010-01-14 16:00 | 17:00 | -1.7 | 59 | 7.7
2010-01-14 17:00 | 18:00 | -2.2 | 59 | 9.3
2010-01-14 18:00 | 19:00 | -1.1 | 42 | 6.7
2010-01-14 19:00 | 20:00 | -1.1 | 42 | 8.8
2010-01-14 20:00 | 21:00 | -1.7 | 42 | 7.7
2010-01-14 21:00 | 22:00 | -2.2 | 46 | 8.2
2010-01-14 22:00 | 23:00 | -2.2 | 46 | 8.2
2010-01-14 23:00 | 24:00 | -2.8 | 40 | 9.3
2010-01-15 | 1:00 | -3.3 | 39 | 5.7
2010-01-15 01:00 | 2:00 | -3.3 | 39 | 6.2
2010-01-15 02:00 | 3:00 | -3.9 | 37 | 8.8
2010-01-15 03:00 | 4:00 | -3.9 | 37 | 8.2
2010-01-15 04:00 | 5:00 | -3.9 | 37 | 7.2
2010-01-15 05:00 | 6:00 | -3.3 | 36 | 9.3
2010-01-15 06:00 | 7:00 | -3.9 | 37 | 6.2
2010-01-15 07:00 | 8:00 | -3.9 | 37 | 6.7
2010-01-15 08:00 | 9:00 | -2.8 | 38 | 7.2
2010-01-15 09:00 | 10:00 | -1.1 | 40 | 7.7
2010-01-15 10:00 | 11:00 | -1.1 | 40 | 10.3
2010-01-15 11:00 | 12:00 | 1.1 | 37 | 9.3
2010-01-15 12:00 | 13:00 | 2.2 | 36 | 8.8
2010-01-15 13:00 | 14:00 | 2.2 | 36 | 8.2
2010-01-15 14:00 | 15:00 | 2.8 | 42 | 9.8
2010-01-15 15:00 | 16:00 | 2.8 | 42 | 7.7
2010-01-15 16:00 | 17:00 | 2.8 | 42 | 8.2
2010-01-15 17:00 | 18:00 | 1.1 | 48 | 7.7
2010-01-15 18:00 | 19:00 | 0 | 54 | 8.2
2010-01-15 19:00 | 20:00 | 0 | 54 | 7.7
2010-01-15 20:00 | 21:00 | -1.1 | 57 | 6.2
2010-01-15 21:00 | 22:00 | -0.6 | 54 | 6.7
2010-01-15 22:00 | 23:00 | -0.6 | 54 | 7.2
2010-01-15 23:00 | 24:00 | -2.2 | 65 | 6.2
2010-01-16 | 1:00 | -2.2 | 65 | 4.6
2010-01-16 01:00 | 2:00 | -2.2 | 65 | 4.6
2010-01-16 02:00 | 3:00 | -3.3 | 68 | 2.6
2010-01-16 03:00 | 4:00 | -3.3 | 68 | 2.6
2010-01-16 04:00 | 5:00 | -3.3 | 68 | 2.6
2010-01-16 05:00 | 6:00 | -3.3 | 68 | 3.6
2010-01-16 06:00 | 7:00 | -2.8 | 69 | 3.1
2010-01-16 07:00 | 8:00 | -2.8 | 69 | 4.1
2010-01-16 08:00 | 9:00 | 0.6 | 60 | 4.1
2010-01-16 09:00 | 10:00 | 1.7 | 53 | 5.2
2010-01-16 10:00 | 11:00 | 1.7 | 53 | 4.6
2010-01-16 11:00 | 12:00 | 2.2 | 51 | 6.7
2010-01-16 12:00 | 13:00 | 3.9 | 45 | 6.2
2010-01-16 13:00 | 14:00 | 3.9 | 45 | 5.2
2010-01-16 14:00 | 15:00 | 3.3 | 47 | 4.1
2010-01-16 15:00 | 16:00 | 3.3 | 47 | 6.2
2010-01-16 16:00 | 17:00 | 3.3 | 47 | 5.7
2010-01-16 17:00 | 18:00 | 3.9 | 41 | 3.1
2010-01-16 18:00 | 19:00 | 2.8 | 44 | 4.1
2010-01-16 19:00 | 20:00 | 2.8 | 44 | 3.1
2010-01-16 20:00 | 21:00 | 3.3 | 43 | 2.1
2010-01-16 21:00 | 22:00 | 2.2 | 36 | 4.6
2010-01-16 22:00 | 23:00 | 2.2 | 36 | 4.6
2010-01-16 23:00 | 24:00 | 0.6 | 39 | 3.6
2010-01-17 | 1:00 | -0.6 | 38 | 4.6
2010-01-17 01:00 | 2:00 | -0.6 | 38 | 4.6
2010-01-17 02:00 | 3:00 | -3.9 | 37 | 4.1
2010-01-17 03:00 | 4:00 | -5 | 35 | 5.7
2010-01-17 04:00 | 5:00 | -5 | 35 | 6.7
2010-01-17 05:00 | 6:00 | -6.7 | 39 | 6.2
2010-01-17 06:00 | 7:00 | -7.8 | 35 | 4.6
2010-01-17 07:00 | 8:00 | -7.8 | 35 | 7.2
2010-01-17 08:00 | 9:00 | -7.2 | 31 | 8.2
2010-01-17 09:00 | 10:00 | -6.1 | 27 | 7.7
2010-01-17 10:00 | 11:00 | -6.1 | 27 | 7.7
2010-01-17 11:00 | 12:00 | -3.3 | 18 | 7.2
2010-01-17 12:00 | 13:00 | -2.8 | 16 | 8.8
2010-01-17 13:00 | 14:00 | -2.8 | 16 | 7.2
2010-01-17 14:00 | 15:00 | -2.8 | 25 | 8.8
2010-01-17 15:00 | 16:00 | -2.8 | 28 | 8.8
2010-01-17 16:00 | 17:00 | -2.8 | 28 | 7.7
2010-01-17 17:00 | 18:00 | -3.3 | 29 | 9.8
2010-01-17 18:00 | 19:00 | -2.8 | 31 | 9.8
2010-01-17 19:00 | 20:00 | -2.8 | 31 | 6.2
2010-01-17 20:00 | 21:00 | -2.8 | 44 | 8.8
2010-01-17 21:00 | 22:00 | -2.8 | 44 | 7.7
2010-01-17 22:00 | 23:00 | -2.8 | 44 | 7.7
2010-01-17 23:00 | 24:00 | -2.8 | 46 | 8.2
2010-01-18 | 1:00 | -2.8 | 46 | 7.7
2010-01-18 01:00 | 2:00 | -2.8 | 46 | 7.2
2010-01-18 02:00 | 3:00 | -2.2 | 38 | 6.7
2010-01-18 03:00 | 4:00 | -1.7 | 38 | 7.2
2010-01-18 04:00 | 5:00 | -1.7 | 38 | 6.7
2010-01-18 05:00 | 6:00 | -1.7 | 63 | 6.7
2010-01-18 06:00 | 7:00 | -1.1 | 68 | 7.2
2010-01-18 07:00 | 8:00 | -1.1 | 68 | 7.7
2010-01-18 08:00 | 9:00 | 0.6 | 69 | 8.2
2010-01-18 09:00 | 10:00 | 1.7 | 67 | 7.2
2010-01-18 10:00 | 11:00 | 1.7 | 67 | 7.7
2010-01-18 11:00 | 12:00 | 3.9 | 66 | 5.7
2010-01-18 12:00 | 13:00 | 3.9 | 66 | 7.7
2010-01-18 13:00 | 14:00 | 3.9 | 66 | 5.7
2010-01-18 14:00 | 15:00 | 5.6 | 53 | 5.2
2010-01-18 15:00 | 16:00 | 5.6 | 51 | 7.7
2010-01-18 16:00 | 17:00 | 5.6 | 51 | 6.2
2010-01-18 17:00 | 18:00 | 4.4 | 58 | 6.7
2010-01-18 18:00 | 19:00 | 3.9 | 63 | 6.7
2010-01-18 19:00 | 20:00 | 4.4 | 61 | 5.2
2010-01-18 20:00 | 21:00 | 3.9 | 63 | 5.7
2010-01-18 21:00 | 22:00 | 3.3 | 60 | 5.2
2010-01-18 22:00 | 23:00 | 3.3 | 60 | 4.6
2010-01-18 23:00 | 24:00 | 2.8 | 57 | 6.2
2010-01-19 | 1:00 | 2.2 | 48 | 4.1
2010-01-19 01:00 | 2:00 | 2.2 | 48 | 3.6
2010-01-19 02:00 | 3:00 | 1.1 | 46 | 5.2
2010-01-19 03:00 | 4:00 | 0.6 | 43 | 3.1
2010-01-19 04:00 | 5:00 | 0.6 | 43 | 3.1
2010-01-19 05:00 | 6:00 | -1.7 | 54 | 3.6
2010-01-19 06:00 | 7:00 | -2.2 | 59 | 5.2
2010-01-19 07:00 | 8:00 | -2.2 | 59 | 4.1
2010-01-19 08:00 | 9:00 | -1.1 | 44 | 3.1
2010-01-19 09:00 | 10:00 | 0 | 39 | 2.1
2010-01-19 10:00 | 11:00 | 0 | 39 | 2.1
2010-01-19 11:00 | 12:00 | 0.6 | 37 | 1
2010-01-19 12:00 | 13:00 | -0.6 | 42 | 2.1
2010-01-19 13:00 | 14:00 | -0.6 | 42 | 2.6
2010-01-19 14:00 | 15:00 | -1.1 | 54 | 1.5
2010-01-19 15:00 | 16:00 | -0.6 | 69 | 2.1
2010-01-19 16:00 | 17:00 | -0.6 | 69 | 3.6
2010-01-19 17:00 | 18:00 | -1.1 | 83 | 5.7
2010-01-19 18:00 | 19:00 | -1.1 | 83 | 5.2
2010-01-19 19:00 | 20:00 | -1.1 | 83 | 4.1
2010-01-19 20:00 | 21:00 | -1.1 | 79 | 4.1
2010-01-19 21:00 | 22:00 | -0.6 | 83 | 5.7
2010-01-19 22:00 | 23:00 | -0.6 | 83 | 5.7
2010-01-19 23:00 | 24:00 | 0 | 91 | 5.2
2010-01-20 | 1:00 | 1.1 | 88 | 5.7
2010-01-20 01:00 | 2:00 | 1.1 | 88 | 5.2
2010-01-20 02:00 | 3:00 | 0.6 | 87 | 5.7
2010-01-20 03:00 | 4:00 | 0.6 | 91 | 6.2
2010-01-20 04:00 | 5:00 | 0.6 | 91 | 4.6
2010-01-20 05:00 | 6:00 | 1.7 | 88 | 7.2
2010-01-20 06:00 | 7:00 | 2.8 | 89 | 6.7
2010-01-20 07:00 | 8:00 | 2.8 | 89 | 7.7
2010-01-20 08:00 | 9:00 | 2.2 | 89 | 7.7
2010-01-20 09:00 | 10:00 | -1.7 | 87 | 7.7
2010-01-20 10:00 | 11:00 | -2.8 | 87 | 8.8
2010-01-20 11:00 | 12:00 | -5 | 84 | 6.7
2010-01-20 12:00 | 13:00 | -2.2 | 87 | 8.8
2010-01-20 13:00 | 14:00 | -2.2 | 87 | 6.7
2010-01-20 14:00 | 15:00 | -6 | 84 | 7.2
2010-01-20 15:00 | 16:00 | -6.1 | 83 | 5.2
2010-01-20 16:00 | 17:00 | -5.6 | 83 | 4.6
2010-01-20 17:00 | 18:00 | -4.4 | 86 | 4.6
2010-01-20 18:00 | 19:00 | -3.9 | 83 | 5.2
2010-01-20 19:00 | 20:00 | -3.3 | 79 | 3.6
2010-01-20 20:00 | 21:00 | -6.7 | 61 | 5.7
2010-01-20 21:00 | 22:00 | -8.9 | 55 | 3.6
2010-01-20 22:00 | 23:00 | -8.9 | 55 | 3.6
2010-01-20 23:00 | 24:00 | -12.2 | 51 | 4.6
2010-01-21 | 1:00 | -12.8 | 48 | 4.6
2010-01-21 01:00 | 2:00 | -12.8 | 48 | 3.6
2010-01-21 02:00 | 3:00 | -13.9 | 48 | 3.6
2010-01-21 03:00 | 4:00 | -13.9 | 46 | 3.6
2010-01-21 04:00 | 5:00 | -13.9 | 46 | 1.5
2010-01-21 05:00 | 6:00 | -14.4 | 48 | 4.1
2010-01-21 06:00 | 7:00 | -15 | 50 | 3.6
2010-01-21 07:00 | 8:00 | -15 | 50 | 4.1
2010-01-21 08:00 | 9:00 | -15 | 48 | 3.6
2010-01-21 09:00 | 10:00 | -14.4 | 50 | 1.5
2010-01-21 10:00 | 11:00 | -14.4 | 50 | 0.5
2010-01-21 11:00 | 12:00 | -14.4 | 50 | 2.1
2010-01-21 12:00 | 13:00 | -14.4 | 48 | 4.1
2010-01-21 13:00 | 14:00 | -14.4 | 48 | 3.1
2010-01-21 14:00 | 15:00 | -13.9 | 41 | 3.6
2010-01-21 15:00 | 16:00 | -13.9 | 41 | 3.6
2010-01-21 16:00 | 17:00 | -13.9 | 41 | 4.6
2010-01-21 17:00 | 18:00 | -14.4 | 56 | 5.2
2010-01-21 18:00 | 19:00 | -14 | 57 | 3.1
2010-01-21 19:00 | 20:00 | -14.4 | 59 | 3.1
2010-01-21 20:00 | 21:00 | -13.9 | 60 | 4.1
2010-01-21 21:00 | 22:00 | -13.9 | 56 | 2.6
2010-01-21 22:00 | 23:00 | -13.9 | 51 | 1
2010-01-21 23:00 | 24:00 | -13.3 | 39 | 4.6
2010-01-22 | 1:00 | -13.3 | 37 | 4.6
2010-01-22 01:00 | 2:00 | -13.3 | 37 | 4.1
2010-01-22 02:00 | 3:00 | -12.8 | 37 | 5.2
2010-01-22 03:00 | 4:00 | -12.8 | 35 | 5.2
2010-01-22 04:00 | 5:00 | -12.8 | 35 | 6.7
2010-01-22 05:00 | 6:00 | -12.8 | 37 | 7.7
2010-01-22 06:00 | 7:00 | -12.8 | 39 | 7.7
2010-01-22 07:00 | 8:00 | -12.8 | 39 | 9.3
2010-01-22 08:00 | 9:00 | -11.1 | 35 | 8.2
2010-01-22 09:00 | 10:00 | -8.9 | 31 | 10.3
2010-01-22 10:00 | 11:00 | -8.9 | 31 | 10.3
2010-01-22 11:00 | 12:00 | -5.6 | 23 | 5.2
2010-01-22 12:00 | 13:00 | -4.4 | 21 | 12.9
2010-01-22 13:00 | 14:00 | -4.4 | 21 | 14.9
2010-01-22 14:00 | 15:00 | -2.2 | 19 | 15.4
2010-01-22 15:00 | 16:00 | -2.2 | 19 | 11.3
2010-01-22 16:00 | 17:00 | -2.2 | 19 | 11.3
2010-01-22 17:00 | 18:00 | -2.8 | 21 | 10.3
2010-01-22 18:00 | 19:00 | -2.8 | 20 | 12.4
2010-01-22 19:00 | 20:00 | -2.8 | 20 | 15.4
2010-01-22 20:00 | 21:00 | -3.3 | 22 | 12.4
2010-01-22 21:00 | 22:00 | -3.9 | 22 | 13.4
2010-01-22 22:00 | 23:00 | -3.9 | 22 | 12.9
2010-01-22 23:00 | 24:00 | -5.6 | 41 | 13.9
2010-01-23 | 1:00 | -5.6 | 39 | 12.9
2010-01-23 01:00 | 2:00 | -5.6 | 39 | 10.8
2010-01-23 02:00 | 3:00 | -6.7 | 50 | 10.3
2010-01-23 03:00 | 4:00 | -6.1 | 48 | 8.8
2010-01-23 04:00 | 5:00 | -6.1 | 48 | 10.3
2010-01-23 05:00 | 6:00 | -5.6 | 56 | 12.9
2010-01-23 06:00 | 7:00 | -4.4 | 56 | 10.3
2010-01-23 07:00 | 8:00 | -4.4 | 56 | 8.2
2010-01-23 08:00 | 9:00 | -0.6 | 60 | 8.8
2010-01-23 09:00 | 10:00 | 1.1 | 61 | 7.7
2010-01-23 10:00 | 11:00 | 1.1 | 61 | 7.7
2010-01-23 11:00 | 12:00 | 2.8 | 65 | 8.2
2010-01-23 12:00 | 13:00 | 4.4 | 58 | 7.7
2010-01-23 13:00 | 14:00 | 4.4 | 58 | 8.2
2010-01-23 14:00 | 15:00 | 5 | 53 | 7.2
2010-01-23 15:00 | 16:00 | 5.6 | 51 | 6.2
2010-01-23 16:00 | 17:00 | 5 | 58 | 7.2
2010-01-23 17:00 | 18:00 | 5.6 | 61 | 7.2
2010-01-23 18:00 | 19:00 | 6.1 | 65 | 7.2
2010-01-23 19:00 | 20:00 | 6.1 | 65 | 6.7
2010-01-23 20:00 | 21:00 | 6.7 | 76 | 7.2
2010-01-23 21:00 | 22:00 | 7.8 | 73 | 7.7
2010-01-23 22:00 | 23:00 | 7.8 | 73 | 5.7
2010-01-23 23:00 | 24:00 | 8.3 | 83 | 3.6
2010-01-24 | 1:00 | 9.4 | 83 | 5.7
2010-01-24 01:00 | 2:00 | 9.4 | 83 | 4.6
2010-01-24 02:00 | 3:00 | 10 | 86 | 2.6
2010-01-24 03:00 | 4:00 | 10.6 | 86 | 2.6
2010-01-24 04:00 | 5:00 | 10.6 | 86 | 2.6
2010-01-24 05:00 | 6:00 | 11.1 | 86 | 3.1
2010-01-24 06:00 | 7:00 | 11.1 | 86 | 3.1
2010-01-24 07:00 | 8:00 | 11.1 | 86 | 2.6
2010-01-24 08:00 | 9:00 | 13.3 | 80 | 2.6
2010-01-24 09:00 | 10:00 | 13.3 | 84 | 2.6
2010-01-24 10:00 | 11:00 | 13.3 | 84 | 2.6
2010-01-24 11:00 | 12:00 | 13.3 | 90 | 2.6
2010-01-24 12:00 | 13:00 | 13.9 | 89 | 2.6
2010-01-24 13:00 | 14:00 | 13.9 | 89 | 3.6
2010-01-24 14:00 | 15:00 | 14.4 | 90 | 3.6
2010-01-24 15:00 | 16:00 | 14.4 | 90 | 4.1
2010-01-24 16:00 | 17:00 | 15 | 90 | 4.6
2010-01-24 17:00 | 18:00 | 13.3 | 90 | 4.1
2010-01-24 18:00 | 19:00 | 13.3 | 90 | 4.1
2010-01-24 19:00 | 20:00 | 11.1 | 86 | 3.1
2010-01-24 20:00 | 21:00 | 9.4 | 68 | 5.7
2010-01-24 21:00 | 22:00 | 8.3 | 74 | 4.6
2010-01-24 22:00 | 23:00 | 6.1 | 62 | 4.1
2010-01-24 23:00 | 24:00 | 2.8 | 59 | 4.1
2010-01-25 | 1:00 | 2.8 | 59 | 5.2
2010-01-25 01:00 | 2:00 | 2.2 | 56 | 4.1
2010-01-25 02:00 | 3:00 | 1.7 | 53 | 3.1
2010-01-25 03:00 | 4:00 | 1.1 | 55 | 3.6
2010-01-25 04:00 | 5:00 | 1.1 | 55 | 3.6
2010-01-25 05:00 | 6:00 | 1.1 | 50 | 3.1
2010-01-25 06:00 | 7:00 | 1.1 | 50 | 1.5
2010-01-25 07:00 | 8:00 | 1.1 | 50 | 3.1
2010-01-25 08:00 | 9:00 | 2.2 | 48 | 4.6
2010-01-25 09:00 | 10:00 | 2.8 | 46 | 4.1
2010-01-25 10:00 | 11:00 | 2.8 | 46 | 2.1
2010-01-25 11:00 | 12:00 | 5 | 38 | 2.1
2010-01-25 12:00 | 13:00 | 5 | 36 | 1
2010-01-25 13:00 | 14:00 | 5 | 36 | 2.1
2010-01-25 14:00 | 15:00 | 4.4 | 34 | 1.5
2010-01-25 15:00 | 16:00 | 3.9 | 37 | 2.6
2010-01-25 16:00 | 17:00 | 3.9 | 37 | 4.1
2010-01-25 17:00 | 18:00 | 2.8 | 35 | 4.6
2010-01-25 18:00 | 19:00 | 2.8 | 35 | 3.6
2010-01-25 19:00 | 20:00 | 2.8 | 35 | 4.6
2010-01-25 20:00 | 21:00 | 0.6 | 35 | 4.6
2010-01-25 21:00 | 22:00 | 0 | 39 | 6.2
2010-01-25 22:00 | 23:00 | 0 | 39 | 5.7
2010-01-25 23:00 | 24:00 | -1.7 | 40 | 5.7
2010-01-26 | 1:00 | -2.2 | 36 | 5.2
2010-01-26 01:00 | 2:00 | -2.2 | 36 | 5.2
2010-01-26 02:00 | 3:00 | -3.3 | 42 | 4.6
2010-01-26 03:00 | 4:00 | -3.9 | 37 | 5.2
2010-01-26 04:00 | 5:00 | -3.9 | 37 | 4.6
2010-01-26 05:00 | 6:00 | -3.9 | 40 | 5.2
2010-01-26 06:00 | 7:00 | -3.9 | 40 | 5.2
2010-01-26 07:00 | 8:00 | -3.9 | 40 | 2.6
2010-01-26 08:00 | 9:00 | -2.8 | 34 | 3.1
2010-01-26 09:00 | 10:00 | -1.7 | 33 | 6.2
2010-01-26 10:00 | 11:00 | -1.7 | 33 | 3.6
2010-01-26 11:00 | 12:00 | -0.6 | 30 | 2.1
2010-01-26 12:00 | 13:00 | 0.6 | 29 | 2.1
2010-01-26 13:00 | 14:00 | 0.6 | 29 | 2.1
2010-01-26 14:00 | 15:00 | 1.7 | 28 | 2.6
2010-01-26 15:00 | 16:00 | 1.7 | 28 | 0
2010-01-26 16:00 | 17:00 | 1.7 | 28 | 2.6
2010-01-26 17:00 | 18:00 | 1.1 | 28 | 2.1
2010-01-26 18:00 | 19:00 | 0 | 32 | 2.1
2010-01-26 19:00 | 20:00 | 0 | 32 | 1
2010-01-26 20:00 | 21:00 | 0 | 32 | 2.1
2010-01-26 21:00 | 22:00 | -0.6 | 35 | 2.1
2010-01-26 22:00 | 23:00 | -0.6 | 35 | 0
2010-01-26 23:00 | 24:00 | -2.2 | 51 | 1
2010-01-27 | 1:00 | -2.2 | 54 | 1.5
2010-01-27 01:00 | 2:00 | -2.2 | 54 | 2.1
2010-01-27 02:00 | 3:00 | -2.2 | 56 | 3.1
2010-01-27 03:00 | 4:00 | -2.8 | 57 | 6.7
2010-01-27 04:00 | 5:00 | -2.8 | 57 | 8.2
2010-01-27 05:00 | 6:00 | -1.1 | 54 | 8.2
2010-01-27 06:00 | 7:00 | -1.1 | 57 | 7.7
2010-01-27 07:00 | 8:00 | -1.1 | 57 | 7.7
2010-01-27 08:00 | 9:00 | 1.1 | 55 | 8.2
2010-01-27 09:00 | 10:00 | 2.2 | 56 | 7.2
2010-01-27 10:00 | 11:00 | 2.2 | 56 | 9.3
2010-01-27 11:00 | 12:00 | 6.7 | 57 | 7.2
2010-01-27 12:00 | 13:00 | 7.2 | 55 | 6.2
2010-01-27 13:00 | 14:00 | 7.8 | 48 | 4.1
2010-01-27 14:00 | 15:00 | 7.8 | 50 | 3.1
2010-01-27 15:00 | 16:00 | 6.7 | 57 | 3.6
2010-01-27 16:00 | 17:00 | 6.7 | 57 | 3.6
2010-01-27 17:00 | 18:00 | 6.1 | 62 | 5.7
2010-01-27 18:00 | 19:00 | 6.1 | 65 | 6.7
2010-01-27 19:00 | 20:00 | 6.1 | 65 | 7.2
2010-01-27 20:00 | 21:00 | 6.1 | 68 | 6.7
2010-01-27 21:00 | 22:00 | 5.6 | 67 | 5.7
2010-01-27 22:00 | 23:00 | 5.6 | 67 | 6.7
2010-01-27 23:00 | 24:00 | 5 | 64 | 8.8
2010-01-28 | 1:00 | 5.6 | 53 | 4.1
2010-01-28 01:00 | 2:00 | 5.6 | 53 | 2.1
2010-01-28 02:00 | 3:00 | 2.2 | 51 | 2.1
2010-01-28 03:00 | 4:00 | 1.1 | 50 | 3.1
2010-01-28 04:00 | 5:00 | 1.1 | 50 | 2.6
2010-01-28 05:00 | 6:00 | -1.1 | 40 | 2.1
2010-01-28 06:00 | 7:00 | -2.2 | 44 | 2.1
2010-01-28 07:00 | 8:00 | -2.2 | 44 | 3.6
2010-01-28 08:00 | 9:00 | -2.8 | 38 | 4.6
2010-01-28 09:00 | 10:00 | -1.7 | 29 | 5.7
2010-01-28 10:00 | 11:00 | -1.7 | 29 | 6.7
2010-01-28 11:00 | 12:00 | -1.1 | 28 | 7.2
2010-01-28 12:00 | 13:00 | -0.6 | 27 | 8.2
2010-01-28 13:00 | 14:00 | -0.6 | 27 | 8.8
2010-01-28 14:00 | 15:00 | -0.6 | 28 | 8.2
2010-01-28 15:00 | 16:00 | -1.1 | 28 | 5.7
2010-01-28 16:00 | 17:00 | -1.1 | 28 | 7.2
2010-01-28 17:00 | 18:00 | -2.2 | 28 | 9.3
2010-01-28 18:00 | 19:00 | -2.8 | 31 | 8.8
2010-01-28 19:00 | 20:00 | -2.8 | 31 | 7.7
2010-01-28 20:00 | 21:00 | -2.8 | 29 | 7.7
2010-01-28 21:00 | 22:00 | -3.3 | 36 | 8.2
2010-01-28 22:00 | 23:00 | -3.3 | 36 | 6.7
2010-01-28 23:00 | 24:00 | -3.9 | 40 | 6.7
2010-01-29 | 1:00 | -3.9 | 46 | 6.2
2010-01-29 01:00 | 2:00 | -3.9 | 46 | 5.7
2010-01-29 02:00 | 3:00 | -3.9 | 53 | 6.2
2010-01-29 03:00 | 4:00 | -2 | 60 | 5.7
2010-01-29 04:00 | 5:00 | -2.2 | 59 | 5.7
2010-01-29 05:00 | 6:00 | -2.2 | 59 | 4.1
2010-01-29 06:00 | 7:00 | -5.6 | 68 | 6.2
2010-01-29 07:00 | 8:00 | -5.6 | 68 | 4.6
2010-01-29 08:00 | 9:00 | -6 | 64 | 5.2
2010-01-29 09:00 | 10:00 | -4.4 | 68 | 4.6
2010-01-29 10:00 | 11:00 | -4.4 | 68 | 5.2
2010-01-29 11:00 | 12:00 | -1.7 | 65 | 5.7
2010-01-29 12:00 | 13:00 | -1.1 | 66 | 5.2
2010-01-29 13:00 | 14:00 | -1.1 | 66 | 5.7
2010-01-29 14:00 | 15:00 | 1.1 | 61 | 6.7
2010-01-29 15:00 | 16:00 | 2 | 62 | 8.2
2010-01-29 16:00 | 17:00 | 1.7 | 64 | 4.1
2010-01-29 17:00 | 18:00 | 2.2 | 65 | 6.7
2010-01-29 18:00 | 19:00 | 2.2 | 68 | 5.7
2010-01-29 19:00 | 20:00 | 2.2 | 68 | 4.1
2010-01-29 20:00 | 21:00 | 2.8 | 68 | 4.6
2010-01-29 21:00 | 22:00 | 3.3 | 72 | 4.1
2010-01-29 22:00 | 23:00 | 2.8 | 78 | 6.2
2010-01-29 23:00 | 24:00 | 2.8 | 85 | 8.2
2010-01-30 | 1:00 | 2.8 | 89 | 6.7
2010-01-30 01:00 | 2:00 | 2.8 | 89 | 6.7
2010-01-30 02:00 | 3:00 | 3.3 | 92 | 6.7
2010-01-30 03:00 | 4:00 | 3.3 | 92 | 5.2
2010-01-30 04:00 | 5:00 | 3.3 | 92 | 6.2
2010-01-30 05:00 | 6:00 | -0.6 | 88 | 6.2
2010-01-30 06:00 | 7:00 | -2.2 | 75 | 5.7
2010-01-30 07:00 | 8:00 | -2.2 | 75 | 5.7
2010-01-30 08:00 | 9:00 | -1.1 | 62 | 4.6
2010-01-30 09:00 | 10:00 | -1.1 | 60 | 3.1
2010-01-30 10:00 | 11:00 | -1.1 | 60 | 4.6
2010-01-30 11:00 | 12:00 | -1.1 | 38 | 2.6
2010-01-30 12:00 | 13:00 | -1.1 | 30 | 3.1
2010-01-30 13:00 | 14:00 | -1.1 | 30 | 1
2010-01-30 14:00 | 15:00 | 0 | 26 | 3.1
2010-01-30 15:00 | 16:00 | 0.6 | 27 | 4.1
2010-01-30 16:00 | 17:00 | 0.6 | 27 | 3.6
2010-01-30 17:00 | 18:00 | -1.1 | 35 | 2.6
2010-01-30 18:00 | 19:00 | -1.1 | 51 | 3.6
2010-01-30 19:00 | 20:00 | -2.2 | 68 | 4.1
2010-01-30 20:00 | 21:00 | -5 | 53 | 5.2
2010-01-30 21:00 | 22:00 | -7.8 | 58 | 4.6
2010-01-30 22:00 | 23:00 | -10.6 | 38 | 5.2
2010-01-30 23:00 | 24:00 | -12.8 | 31 | 5.2
2010-01-31 | 1:00 | -13.3 | 33 | 6.2
2010-01-31 01:00 | 2:00 | -13.3 | 33 | 4.6
2010-01-31 02:00 | 3:00 | -13.9 | 35 | 4.6
2010-01-31 03:00 | 4:00 | -14.4 | 34 | 4.6
2010-01-31 04:00 | 5:00 | -14.4 | 34 | 4.1
2010-01-31 05:00 | 6:00 | -15 | 34 | 4.6
2010-01-31 06:00 | 7:00 | -15 | 34 | 4.6
2010-01-31 07:00 | 8:00 | -15 | 34 | 3.6
2010-01-31 08:00 | 9:00 | -14.4 | 34 | 4.6
2010-01-31 09:00 | 10:00 | -12.8 | 33 | 4.6
2010-01-31 10:00 | 11:00 | -12.8 | 33 | 3.6
2010-01-31 11:00 | 12:00 | -10.6 | 27 | 2.6
2010-01-31 12:00 | 13:00 | -9.4 | 23 | 0
2010-01-31 13:00 | 14:00 | -9.4 | 23 | 2.6
2010-01-31 14:00 | 15:00 | -8.3 | 21 | 2.6
2010-01-31 15:00 | 16:00 | -7.8 | 21 | 3.1
2010-01-31 16:00 | 17:00 | -7.8 | 21 | 3.1
2010-01-31 17:00 | 18:00 | -8.9 | 23 | 3.6
2010-01-31 18:00 | 19:00 | -9.7 | 28 | 5.2
2010-01-31 19:00 | 20:00 | -9.9 | 29 | 5.7
2010-01-31 20:00 | 21:00 | -10 | 30 | 5.7
2010-01-31 21:00 | 22:00 | -10 | 30 | 5.8
2010-01-31 22:00 | 23:00 | -10 | 30 | 6
2010-01-31 23:00 | 24:00 | -10.1 | 30 | 6.1
2019-02-01 | 1:00 | -10.4 | 31 | 6.3
2019-02-01 01:00 | 2:00 | -10.7 | 33 | 6.4
2019-02-01 02:00 | 3:00 | -11.1 | 34 | 6.6
2019-02-01 03:00 | 4:00 | -11.4 | 34 | 6.7
2019-02-01 04:00 | 5:00 | -11.6 | 34 | 7.2
2019-02-01 05:00 | 6:00 | -11.3 | 33 | 9.3
2019-02-01 06:00 | 7:00 | -11.7 | 34 | 8.2
2019-02-01 07:00 | 8:00 | -11.7 | 34 | 7.7
2019-02-01 08:00 | 9:00 | -10 | 32 | 8.2
2019-02-01 09:00 | 10:00 | -8.3 | 31 | 6.2
2019-02-01 10:00 | 11:00 | -8.3 | 31 | 11.3
2019-02-01 11:00 | 12:00 | -6.7 | 28 | 11.3
2019-02-01 12:00 | 13:00 | -5.6 | 26 | 8.2
2019-02-01 13:00 | 14:00 | -5.6 | 26 | 11.3
2019-02-01 14:00 | 15:00 | -5 | 26 | 9.8
2019-02-01 15:00 | 16:00 | -5 | 26 | 12.4
2019-02-01 16:00 | 17:00 | -5 | 26 | 10.8
2019-02-01 17:00 | 18:00 | -6.1 | 31 | 9.8
2019-02-01 18:00 | 19:00 | -6.1 | 31 | 8.2
2019-02-01 19:00 | 20:00 | -6.1 | 31 | 8.8
2019-02-01 20:00 | 21:00 | -7.2 | 33 | 8.8
2019-02-01 21:00 | 22:00 | -7.8 | 36 | 7.7
2019-02-01 22:00 | 23:00 | -7.8 | 36 | 7.2
2019-02-01 23:00 | 24:00 | -8.3 | 40 | 7.7
2019-02-02 | 1:00 | -8.9 | 42 | 8.8
2019-02-02 01:00 | 2:00 | -8.9 | 42 | 7.2
2019-02-02 02:00 | 3:00 | -8.9 | 42 | 5.7
2019-02-02 03:00 | 4:00 | -9.4 | 49 | 6.7
2019-02-02 04:00 | 5:00 | -9.4 | 49 | 7.7
2019-02-02 05:00 | 6:00 | -9.4 | 46 | 7.7
2019-02-02 06:00 | 7:00 | -9.4 | 46 | 8.2
2019-02-02 07:00 | 8:00 | -9.4 | 46 | 7.7
2019-02-02 08:00 | 9:00 | -7.2 | 41 | 6.7
2019-02-02 09:00 | 10:00 | -6.7 | 41 | 7.7
2019-02-02 10:00 | 11:00 | -6.7 | 41 | 8.8
2019-02-02 11:00 | 12:00 | -2.8 | 24 | 8.8
2019-02-02 12:00 | 13:00 | -0.6 | 20 | 7.7
2019-02-02 13:00 | 14:00 | -0.6 | 20 | 9.3
2019-02-02 14:00 | 15:00 | 1.7 | 20 | 7.7
2019-02-02 15:00 | 16:00 | 1.7 | 23 | 7.7
2019-02-02 16:00 | 17:00 | 1.7 | 23 | 6.2
2019-02-02 17:00 | 18:00 | 1.1 | 34 | 4.6
2019-02-02 18:00 | 19:00 | 1.1 | 36 | 6.2
2019-02-02 19:00 | 20:00 | 1.1 | 36 | 5.7
2019-02-02 20:00 | 21:00 | 1.1 | 41 | 6.2
2019-02-02 21:00 | 22:00 | 1.1 | 43 | 5.2
2019-02-02 22:00 | 23:00 | 1.1 | 43 | 5.7
2019-02-02 23:00 | 24:00 | 1.7 | 46 | 5.2
2019-02-03 | 1:00 | 1.7 | 46 | 5.2
2019-02-03 01:00 | 2:00 | 1.7 | 46 | 5.2
2019-02-03 02:00 | 3:00 | 0 | 54 | 5.2
2019-02-03 03:00 | 4:00 | -0.6 | 57 | 5.2
2019-02-03 04:00 | 5:00 | -0.6 | 57 | 5.2
2019-02-03 05:00 | 6:00 | -1.1 | 57 | 5.2
2019-02-03 06:00 | 7:00 | -0.6 | 57 | 6.2
2019-02-03 07:00 | 8:00 | -0.6 | 57 | 6.2
2019-02-03 08:00 | 9:00 | 0 | 52 | 7.7
2019-02-03 09:00 | 10:00 | 0.6 | 52 | 6.7
2019-02-03 10:00 | 11:00 | 0.6 | 52 | 7.2
2019-02-03 11:00 | 12:00 | 1.7 | 53 | 6.7
2019-02-03 12:00 | 13:00 | 1.7 | 58 | 7.2
2019-02-03 13:00 | 14:00 | 1.7 | 58 | 7.2
2019-02-03 14:00 | 15:00 | 3.3 | 63 | 8.2
2019-02-03 15:00 | 16:00 | 3.3 | 66 | 7.7
2019-02-03 16:00 | 17:00 | 3.3 | 66 | 5.7
2019-02-03 17:00 | 18:00 | 2.2 | 71 | 6.7
2019-02-03 18:00 | 19:00 | 1.7 | 77 | 7.7
2019-02-03 19:00 | 20:00 | 1.7 | 77 | 6.7
2019-02-03 20:00 | 21:00 | 1.1 | 84 | 6.7
2019-02-03 21:00 | 22:00 | 1.7 | 81 | 6.2
2019-02-03 22:00 | 23:00 | 1.7 | 81 | 6.2
2019-02-03 23:00 | 24:00 | 3.3 | 79 | 6.7
2019-02-04 | 1:00 | 2.2 | 81 | 6.2
2019-02-04 01:00 | 2:00 | 2.2 | 81 | 6.2
2019-02-04 02:00 | 3:00 | 3.9 | 76 | 7.7
2019-02-04 03:00 | 4:00 | 3.9 | 76 | 6.7
2019-02-04 04:00 | 5:00 | 3.9 | 76 | 9.8
2019-02-04 05:00 | 6:00 | 2.8 | 78 | 8.2
2019-02-04 06:00 | 7:00 | 3.3 | 75 | 7.7
2019-02-04 07:00 | 8:00 | 3.3 | 75 | 6.2
2019-02-04 08:00 | 9:00 | 6.7 | 65 | 8.8
2019-02-04 09:00 | 10:00 | 9.4 | 56 | 7.7
2019-02-04 10:00 | 11:00 | 9.4 | 56 | 8.2
2019-02-04 11:00 | 12:00 | 13.9 | 45 | 6.7
2019-02-04 12:00 | 13:00 | 16.1 | 41 | 6.7
2019-02-04 13:00 | 14:00 | 16.1 | 41 | 7.2
2019-02-04 14:00 | 15:00 | 17.2 | 41 | 4.1
2019-02-04 15:00 | 16:00 | 14.4 | 47 | 6.2
2019-02-04 16:00 | 17:00 | 14.4 | 47 | 5.7
2019-02-04 17:00 | 18:00 | 11.1 | 57 | 4.1
2019-02-04 18:00 | 19:00 | 10 | 61 | 3.6
2019-02-04 19:00 | 20:00 | 10 | 61 | 3.1
2019-02-04 20:00 | 21:00 | 8.3 | 68 | 3.1
2019-02-04 21:00 | 22:00 | 8.3 | 68 | 3.6
2019-02-04 22:00 | 23:00 | 8.3 | 68 | 3.6
2019-02-04 23:00 | 24:00 | 6.1 | 76 | 3.6
2019-02-05 | 1:00 | 5.6 | 79 | 5.2
2019-02-05 01:00 | 2:00 | 5.6 | 79 | 3.1
2019-02-05 02:00 | 3:00 | 5.6 | 82 | 3.1
2019-02-05 03:00 | 4:00 | 6.1 | 82 | 2.1
2019-02-05 04:00 | 5:00 | 6.1 | 82 | 2.1
2019-02-05 05:00 | 6:00 | 6.7 | 82 | 1.5
2019-02-05 06:00 | 7:00 | 7.2 | 80 | 3.1
2019-02-05 07:00 | 8:00 | 7.2 | 80 | 3.1
2019-02-05 08:00 | 9:00 | 10 | 68 | 3.6
2019-02-05 09:00 | 10:00 | 11.1 | 63 | 5.2
2019-02-05 10:00 | 11:00 | 11.1 | 63 | 5.2
2019-02-05 11:00 | 12:00 | 17.2 | 46 | 5.2
2019-02-05 12:00 | 13:00 | 17.8 | 46 | 4.6
2019-02-05 13:00 | 14:00 | 17.8 | 46 | 4.6
2019-02-05 14:00 | 15:00 | 18.3 | 45 | 6.7
2019-02-05 15:00 | 16:00 | 17.8 | 43 | 3.6
2019-02-05 16:00 | 17:00 | 17.8 | 43 | 4.6
2019-02-05 17:00 | 18:00 | 15.6 | 46 | 4.1
2019-02-05 18:00 | 19:00 | 13.3 | 49 | 6.2
2019-02-05 19:00 | 20:00 | 13.3 | 49 | 5.7
2019-02-05 20:00 | 21:00 | 10.6 | 52 | 5.7
2019-02-05 21:00 | 22:00 | 9.4 | 54 | 6.7
2019-02-05 22:00 | 23:00 | 9.4 | 54 | 5.2
2019-02-05 23:00 | 24:00 | 6.7 | 52 | 5.7
2019-02-06 | 1:00 | 5 | 58 | 6.2
2019-02-06 01:00 | 2:00 | 5 | 58 | 5.7
2019-02-06 02:00 | 3:00 | 3.3 | 49 | 8.2
2019-02-06 03:00 | 4:00 | 2.2 | 48 | 8.2
2019-02-06 04:00 | 5:00 | 2.2 | 48 | 7.7
2019-02-06 05:00 | 6:00 | 1.1 | 52 | 8.8
2019-02-06 06:00 | 7:00 | 0.6 | 49 | 9.3
2019-02-06 07:00 | 8:00 | 0.6 | 49 | 7.2
2019-02-06 08:00 | 9:00 | 2.2 | 53 | 8.2
2019-02-06 09:00 | 10:00 | 3.3 | 52 | 6.2
2019-02-06 10:00 | 11:00 | 3.3 | 52 | 9.3
2019-02-06 11:00 | 12:00 | 3.3 | 63 | 8.2
2019-02-06 12:00 | 13:00 | 3.3 | 60 | 8.8
2019-02-06 13:00 | 14:00 | 2.8 | 62 | 8.2
2019-02-06 14:00 | 15:00 | 1.7 | 61 | 10.3
2019-02-06 15:00 | 16:00 | 1.7 | 61 | 10.3
2019-02-06 16:00 | 17:00 | 1.7 | 64 | 11.3
2019-02-06 17:00 | 18:00 | 1.7 | 70 | 9.3
2019-02-06 18:00 | 19:00 | 1.7 | 70 | 8.8
2019-02-06 19:00 | 20:00 | 1.7 | 70 | 8.8
2019-02-06 20:00 | 21:00 | 1.7 | 81 | 7.2
2019-02-06 21:00 | 22:00 | 1.7 | 84 | 7.7
2019-02-06 22:00 | 23:00 | 1.7 | 84 | 6.2
2019-02-06 23:00 | 24:00 | 1.7 | 88 | 7.7
2019-02-07 | 1:00 | 1.7 | 88 | 7.7
2019-02-07 01:00 | 2:00 | 1.7 | 88 | 7.2
2019-02-07 02:00 | 3:00 | 2.2 | 89 | 5.7
2019-02-07 03:00 | 4:00 | 2.8 | 89 | 5.2
2019-02-07 04:00 | 5:00 | 2.8 | 89 | 6.7
2019-02-07 05:00 | 6:00 | 2.8 | 92 | 6.2
2019-02-07 06:00 | 7:00 | 3 | 93 | 6.2
2019-02-07 07:00 | 8:00 | 3.3 | 89 | 7.7
2019-02-07 08:00 | 9:00 | 3.9 | 89 | 6.2
2019-02-07 09:00 | 10:00 | 3.9 | 93 | 8.2
2019-02-07 10:00 | 11:00 | 4.4 | 89 | 7.2
2019-02-07 11:00 | 12:00 | 5 | 86 | 7.7
2019-02-07 12:00 | 13:00 | 5 | 86 | 6.2
2019-02-07 13:00 | 14:00 | 5 | 86 | 8.2
2019-02-07 14:00 | 15:00 | 5 | 81 | 6.2
2019-02-07 15:00 | 16:00 | 5 | 82 | 6.2
2019-02-07 16:00 | 17:00 | 5 | 82 | 7.7
2019-02-07 17:00 | 18:00 | 4.4 | 89 | 6.2
2019-02-07 18:00 | 19:00 | 4.4 | 89 | 5.2
2019-02-07 19:00 | 20:00 | 4.4 | 89 | 5.2
2019-02-07 20:00 | 21:00 | 3.9 | 93 | 6.2
2019-02-07 21:00 | 22:00 | 3.9 | 93 | 6.2
2019-02-07 22:00 | 23:00 | 3.9 | 93 | 6.7
2019-02-07 23:00 | 24:00 | 3.9 | 96 | 7.2
2019-02-08 | 1:00 | 4.4 | 93 | 7.2
2019-02-08 01:00 | 2:00 | 4.4 | 93 | 6.7
2019-02-08 02:00 | 3:00 | 3.9 | 93 | 5.2
2019-02-08 03:00 | 4:00 | 4.4 | 89 | 5.2
2019-02-08 04:00 | 5:00 | 4.4 | 93 | 6.7
2019-02-08 05:00 | 6:00 | 3.9 | 86 | 5.7
2019-02-08 06:00 | 7:00 | 3.9 | 86 | 5.2
2019-02-08 07:00 | 8:00 | 3.9 | 86 | 7.7
2019-02-08 08:00 | 9:00 | 4 | 87 | 7.7
2019-02-08 09:00 | 10:00 | 5 | 86 | 8.2
2019-02-08 10:00 | 11:00 | 5 | 89 | 6.2
2019-02-08 11:00 | 12:00 | 7.8 | 86 | 8.2
2019-02-08 12:00 | 13:00 | 10 | 80 | 7.7
2019-02-08 13:00 | 14:00 | 10 | 80 | 6.7
2019-02-08 14:00 | 15:00 | 12.8 | 62 | 7.2
2019-02-08 15:00 | 16:00 | 11.7 | 46 | 6.7
2019-02-08 16:00 | 17:00 | 11.7 | 46 | 5.7
2019-02-08 17:00 | 18:00 | 7.8 | 46 | 4.6
2019-02-08 18:00 | 19:00 | 5 | 38 | 4.1
2019-02-08 19:00 | 20:00 | 5 | 38 | 4.1
2019-02-08 20:00 | 21:00 | 1.7 | 32 | 5.2
2019-02-08 21:00 | 22:00 | 1.1 | 32 | 4.1
2019-02-08 22:00 | 23:00 | 1.1 | 32 | 4.6
2019-02-08 23:00 | 24:00 | -0.6 | 31 | 5.2
2019-02-09 | 1:00 | -1.1 | 30 | 2.6
2019-02-09 01:00 | 2:00 | -1.1 | 30 | 3.1
2019-02-09 02:00 | 3:00 | -2.2 | 32 | 4.1
2019-02-09 03:00 | 4:00 | -2.2 | 34 | 4.1
2019-02-09 04:00 | 5:00 | -2.2 | 34 | 4.6
2019-02-09 05:00 | 6:00 | -3.3 | 38 | 5.7
2019-02-09 06:00 | 7:00 | -3.9 | 37 | 4.1
2019-02-09 07:00 | 8:00 | -3.9 | 37 | 5.2
2019-02-09 08:00 | 9:00 | -2.2 | 29 | 5.2
2019-02-09 09:00 | 10:00 | -1.7 | 23 | 6.2
2019-02-09 10:00 | 11:00 | -1.7 | 23 | 8.2
2019-02-09 11:00 | 12:00 | 0 | 21 | 7.2
2019-02-09 12:00 | 13:00 | 1.1 | 19 | 7.7
2019-02-09 13:00 | 14:00 | 1.1 | 19 | 7.7
2019-02-09 14:00 | 15:00 | 1.7 | 16 | 7.7
2019-02-09 15:00 | 16:00 | 1.1 | 15 | 6.7
2019-02-09 16:00 | 17:00 | 1.1 | 15 | 6.7
2019-02-09 17:00 | 18:00 | 0 | 16 | 7.7
2019-02-09 18:00 | 19:00 | -0.6 | 18 | 6.7
2019-02-09 19:00 | 20:00 | -0.6 | 18 | 6.7
2019-02-09 20:00 | 21:00 | -1.1 | 19 | 8.2
2019-02-09 21:00 | 22:00 | -1.7 | 22 | 7.7
2019-02-09 22:00 | 23:00 | -1.7 | 22 | 7.2
2019-02-09 23:00 | 24:00 | -2.2 | 25 | 6.2
2019-02-10 | 1:00 | -2.8 | 29 | 6.2
2019-02-10 01:00 | 2:00 | -2.8 | 29 | 5.7
2019-02-10 02:00 | 3:00 | -3.3 | 32 | 5.2
2019-02-10 03:00 | 4:00 | -3.9 | 32 | 4.1
2019-02-10 04:00 | 5:00 | -3.9 | 32 | 4.1
2019-02-10 05:00 | 6:00 | -3.9 | 41 | 4.6
2019-02-10 06:00 | 7:00 | -3.9 | 44 | 4.1
2019-02-10 07:00 | 8:00 | -3.9 | 44 | 7.7
2019-02-10 08:00 | 9:00 | -2.2 | 38 | 4.6
2019-02-10 09:00 | 10:00 | -1.1 | 30 | 4.1
2019-02-10 10:00 | 11:00 | -1.1 | 30 | 5.7
2019-02-10 11:00 | 12:00 | 0.6 | 23 | 6.7
2019-02-10 12:00 | 13:00 | 1.1 | 21 | 6.7
2019-02-10 13:00 | 14:00 | 1.1 | 21 | 6.2
2019-02-10 14:00 | 15:00 | 2.2 | 22 | 5.7
2019-02-10 15:00 | 16:00 | 2.2 | 23 | 5.2
2019-02-10 16:00 | 17:00 | 2.2 | 23 | 4.1
2019-02-10 17:00 | 18:00 | 1.1 | 28 | 3.1
2019-02-10 18:00 | 19:00 | 0.6 | 27 | 4.1
2019-02-10 19:00 | 20:00 | 0.6 | 27 | 4.1
2019-02-10 20:00 | 21:00 | 0 | 33 | 2.6
2019-02-10 21:00 | 22:00 | 0 | 33 | 3.1
2019-02-10 22:00 | 23:00 | 0 | 33 | 1
2019-02-10 23:00 | 24:00 | 0 | 32 | 1
2019-02-11 | 1:00 | -0.6 | 35 | 1.5
2019-02-11 01:00 | 2:00 | -0.6 | 35 | 2.6
2019-02-11 02:00 | 3:00 | -0.6 | 37 | 3.6
2019-02-11 03:00 | 4:00 | -1.1 | 38 | 4.6
2019-02-11 04:00 | 5:00 | -1.7 | 34 | 2.6
2019-02-11 05:00 | 6:00 | -1.7 | 36 | 2.1
2019-02-11 06:00 | 7:00 | -2.2 | 34 | 3.1
2019-02-11 07:00 | 8:00 | -2.2 | 34 | 3.6
2019-02-11 08:00 | 9:00 | -2.2 | 38 | 3.6
2019-02-11 09:00 | 10:00 | -1.7 | 34 | 5.2
2019-02-11 10:00 | 11:00 | -1.7 | 34 | 7.2
2019-02-11 11:00 | 12:00 | 0.6 | 29 | 7.7
2019-02-11 12:00 | 13:00 | 1.1 | 25 | 6.2
2019-02-11 13:00 | 14:00 | 1.1 | 25 | 6.7
2019-02-11 14:00 | 15:00 | 2.2 | 21 | 6.2
2019-02-11 15:00 | 16:00 | 2.8 | 20 | 5.2
2019-02-11 16:00 | 17:00 | 2.8 | 20 | 5.7
2019-02-11 17:00 | 18:00 | 1.1 | 21 | 4.6
2019-02-11 18:00 | 19:00 | 0 | 21 | 4.6
2019-02-11 19:00 | 20:00 | 0 | 21 | 5.2
2019-02-11 20:00 | 21:00 | -0.6 | 20 | 5.7
2019-02-11 21:00 | 22:00 | -1.7 | 19 | 4.6
2019-02-11 22:00 | 23:00 | -1.7 | 19 | 5.7
2019-02-11 23:00 | 24:00 | -3.3 | 22 | 4.6
2019-02-12 | 1:00 | -4.4 | 26 | 5.7
2019-02-12 01:00 | 2:00 | -4.4 | 26 | 6.2
2019-02-12 02:00 | 3:00 | -6.1 | 31 | 5.7
2019-02-12 03:00 | 4:00 | -6.7 | 32 | 6.2
2019-02-12 04:00 | 5:00 | -6.7 | 32 | 5.2
2019-02-12 05:00 | 6:00 | -7.2 | 33 | 3.6
2019-02-12 06:00 | 7:00 | -7.2 | 35 | 2.6
2019-02-12 07:00 | 8:00 | -7.2 | 35 | 4.1
2019-02-12 08:00 | 9:00 | -5 | 41 | 5.2
2019-02-12 09:00 | 10:00 | -4.4 | 43 | 4.1
2019-02-12 10:00 | 11:00 | -3.9 | 46 | 3.6
2019-02-12 11:00 | 12:00 | -2.2 | 65 | 4.1
2019-02-12 12:00 | 13:00 | -1.7 | 65 | 4.1
2019-02-12 13:00 | 14:00 | -1.7 | 65 | 4.1
2019-02-12 14:00 | 15:00 | -1.7 | 72 | 4.1
2019-02-12 15:00 | 16:00 | -1.7 | 83 | 3.6
2019-02-12 16:00 | 17:00 | -1.7 | 87 | 3.1
2019-02-12 17:00 | 18:00 | 0 | 87 | 2.6
2019-02-12 18:00 | 19:00 | 0 | 87 | 4.1
2019-02-12 19:00 | 20:00 | 0.6 | 87 | 3.1
2019-02-12 20:00 | 21:00 | 1.7 | 84 | 3.1
2019-02-12 21:00 | 22:00 | 1.7 | 88 | 3.1
2019-02-12 22:00 | 23:00 | 2.2 | 89 | 2.6
2019-02-12 23:00 | 24:00 | 2.8 | 92 | 3.1
2019-02-13 | 1:00 | 3.3 | 92 | 3.1
2019-02-13 01:00 | 2:00 | 3.3 | 92 | 2.1
2019-02-13 02:00 | 3:00 | 3.9 | 93 | 2.1
2019-02-13 03:00 | 4:00 | 3.9 | 93 | 3.6
2019-02-13 04:00 | 5:00 | 3.9 | 93 | 3.6
2019-02-13 05:00 | 6:00 | 3.9 | 89 | 3.1
2019-02-13 06:00 | 7:00 | 3.9 | 89 | 4.1
2019-02-13 07:00 | 8:00 | 3.9 | 89 | 3.1
2019-02-13 08:00 | 9:00 | 3.3 | 89 | 3.1
2019-02-13 09:00 | 10:00 | 2.8 | 89 | 4.1
2019-02-13 10:00 | 11:00 | 2.8 | 89 | 3.1
2019-02-13 11:00 | 12:00 | 2.2 | 89 | 2.6
2019-02-13 12:00 | 13:00 | 2.8 | 78 | 2.6
2019-02-13 13:00 | 14:00 | 5 | 73 | 2.1
2019-02-13 14:00 | 15:00 | 5 | 61 | 1.5
2019-02-13 15:00 | 16:00 | 4.4 | 58 | 3.1
2019-02-13 16:00 | 17:00 | 4.4 | 58 | 3.6
2019-02-13 17:00 | 18:00 | 3.9 | 66 | 4.6
2019-02-13 18:00 | 19:00 | 3.9 | 63 | 4.1
2019-02-13 19:00 | 20:00 | 3.9 | 63 | 2.6
2019-02-13 20:00 | 21:00 | 2.2 | 71 | 4.6
2019-02-13 21:00 | 22:00 | 1.1 | 67 | 3.6
2019-02-13 22:00 | 23:00 | 1.1 | 67 | 5.7
2019-02-13 23:00 | 24:00 | 1.1 | 43 | 7.2
2019-02-14 | 1:00 | 1.1 | 46 | 6.2
2019-02-14 01:00 | 2:00 | 1.1 | 46 | 5.7
2019-02-14 02:00 | 3:00 | 0 | 52 | 6.7
2019-02-14 03:00 | 4:00 | 0 | 49 | 6.2
2019-02-14 04:00 | 5:00 | 0 | 49 | 6.2
2019-02-14 05:00 | 6:00 | 0 | 49 | 6.2
2019-02-14 06:00 | 7:00 | 0 | 49 | 5.7
2019-02-14 07:00 | 8:00 | 0 | 49 | 7.2
2019-02-14 08:00 | 9:00 | 1.1 | 46 | 7.7
2019-02-14 09:00 | 10:00 | 2.2 | 42 | 6.7
2019-02-14 10:00 | 11:00 | 2.2 | 42 | 6.7
2019-02-14 11:00 | 12:00 | 3.3 | 39 | 10.3
2019-02-14 12:00 | 13:00 | 3.3 | 39 | 7.7
2019-02-14 13:00 | 14:00 | 3.3 | 39 | 6.2
2019-02-14 14:00 | 15:00 | 3.9 | 37 | 7.2
2019-02-14 15:00 | 16:00 | 3.9 | 37 | 5.2
2019-02-14 16:00 | 17:00 | 3.9 | 37 | 4.6
2019-02-14 17:00 | 18:00 | 2.8 | 42 | 4.6
2019-02-14 18:00 | 19:00 | 2.8 | 42 | 4.1
2019-02-14 19:00 | 20:00 | 2.8 | 42 | 4.1
2019-02-14 20:00 | 21:00 | 1.1 | 58 | 3.6
2019-02-14 21:00 | 22:00 | 0.6 | 66 | 5.2
2019-02-14 22:00 | 23:00 | 0.6 | 66 | 4.6
2019-02-14 23:00 | 24:00 | 0.6 | 66 | 4.6
2019-02-15 | 1:00 | 0 | 69 | 4.6
2019-02-15 01:00 | 2:00 | 0 | 69 | 3.6
2019-02-15 02:00 | 3:00 | 0 | 72 | 2.6
2019-02-15 03:00 | 4:00 | 1.1 | 70 | 2.6
2019-02-15 04:00 | 5:00 | 1.1 | 70 | 2.1
2019-02-15 05:00 | 6:00 | 2.8 | 78 | 4.1
2019-02-15 06:00 | 7:00 | 2.8 | 78 | 3.1
2019-02-15 07:00 | 8:00 | 2.8 | 78 | 2.1
2019-02-15 08:00 | 9:00 | 4.4 | 70 | 2.1
2019-02-15 09:00 | 10:00 | 5.6 | 70 | 2.6
2019-02-15 10:00 | 11:00 | 5.6 | 70 | 3.1
2019-02-15 11:00 | 12:00 | 7.2 | 80 | 2.1
2019-02-15 12:00 | 13:00 | 8.3 | 83 | 2.6
2019-02-15 13:00 | 14:00 | 7.8 | 86 | 6.2
2019-02-15 14:00 | 15:00 | 9.4 | 86 | 6.7
2019-02-15 15:00 | 16:00 | 11.1 | 83 | 7.2
2019-02-15 16:00 | 17:00 | 11.1 | 83 | 7.7
2019-02-15 17:00 | 18:00 | 10.6 | 83 | 8.2
2019-02-15 18:00 | 19:00 | 10.6 | 83 | 8.2
2019-02-15 19:00 | 20:00 | 10.6 | 83 | 7.2
2019-02-15 20:00 | 21:00 | 10.6 | 83 | 7.2
2019-02-15 21:00 | 22:00 | 10 | 86 | 5.2
2019-02-15 22:00 | 23:00 | 10 | 86 | 8.2
2019-02-15 23:00 | 24:00 | 10 | 77 | 7.2
2019-02-16 | 1:00 | 8.3 | 71 | 7.2
2019-02-16 01:00 | 2:00 | 8.3 | 68 | 6.7
2019-02-16 02:00 | 3:00 | 5.6 | 42 | 6.7
2019-02-16 03:00 | 4:00 | 4.4 | 40 | 6.7
2019-02-16 04:00 | 5:00 | 4.4 | 40 | 5.7
2019-02-16 05:00 | 6:00 | 2.8 | 42 | 5.2
2019-02-16 06:00 | 7:00 | 2.2 | 46 | 4.6
2019-02-16 07:00 | 8:00 | 2.2 | 46 | 5.7
2019-02-16 08:00 | 9:00 | 2.2 | 46 | 4.6
2019-02-16 09:00 | 10:00 | 3.9 | 41 | 4.1
2019-02-16 10:00 | 11:00 | 3.9 | 41 | 4.1
2019-02-16 11:00 | 12:00 | 5.6 | 37 | 5.2
2019-02-16 12:00 | 13:00 | 6.1 | 35 | 6.2
2019-02-16 13:00 | 14:00 | 6.1 | 35 | 5.7
2019-02-16 14:00 | 15:00 | 6.7 | 34 | 5.2
2019-02-16 15:00 | 16:00 | 6.1 | 33 | 6.2
2019-02-16 16:00 | 17:00 | 6.1 | 33 | 5.2
2019-02-16 17:00 | 18:00 | 4.4 | 38 | 4.6
2019-02-16 18:00 | 19:00 | 3.3 | 41 | 5.2
2019-02-16 19:00 | 20:00 | 3.3 | 41 | 6.2
2019-02-16 20:00 | 21:00 | 2.2 | 40 | 5.2
2019-02-16 21:00 | 22:00 | 1.7 | 41 | 5.2
2019-02-16 22:00 | 23:00 | 1.7 | 41 | 5.7
2019-02-16 23:00 | 24:00 | -0.6 | 41 | 5.2
2019-02-17 | 1:00 | -1.7 | 42 | 5.2
2019-02-17 01:00 | 2:00 | -1.7 | 42 | 6.7
2019-02-17 02:00 | 3:00 | -3.3 | 44 | 7.2
2019-02-17 03:00 | 4:00 | -3.9 | 46 | 6.7
2019-02-17 04:00 | 5:00 | -3.9 | 46 | 5.7
2019-02-17 05:00 | 6:00 | -4.4 | 46 | 5.7
2019-02-17 06:00 | 7:00 | -4.4 | 46 | 5.7
2019-02-17 07:00 | 8:00 | -4.4 | 46 | 5.7
2019-02-17 08:00 | 9:00 | -2.8 | 38 | 5.7
2019-02-17 09:00 | 10:00 | -1.7 | 31 | 6.2
2019-02-17 10:00 | 11:00 | -0.6 | 31 | 5.7
2019-02-17 11:00 | 12:00 | 0.6 | 29 | 5.2
2019-02-17 12:00 | 13:00 | 0.6 | 35 | 5.7
2019-02-17 13:00 | 14:00 | 0.6 | 35 | 5.7
2019-02-17 14:00 | 15:00 | 0.6 | 37 | 5.2
2019-02-17 15:00 | 16:00 | 0 | 43 | 6.2
2019-02-17 16:00 | 17:00 | 0 | 43 | 4.6
2019-02-17 17:00 | 18:00 | -1.1 | 51 | 5.7
2019-02-17 18:00 | 19:00 | -1.1 | 54 | 5.2
2019-02-17 19:00 | 20:00 | -1.1 | 54 | 5.7
2019-02-17 20:00 | 21:00 | 0 | 57 | 4.1
2019-02-17 21:00 | 22:00 | 0 | 60 | 4.1
2019-02-17 22:00 | 23:00 | 0 | 60 | 3.1
2019-02-17 23:00 | 24:00 | 0 | 57 | 4.6
2019-02-18 | 1:00 | -0.6 | 66 | 5.2
2019-02-18 01:00 | 2:00 | -1.1 | 83 | 5.2
2019-02-18 02:00 | 3:00 | -1.7 | 87 | 5.2
2019-02-18 03:00 | 4:00 | -1.7 | 87 | 5.7
2019-02-18 04:00 | 5:00 | -1.1 | 83 | 5.7
2019-02-18 05:00 | 6:00 | -1.7 | 87 | 5.7
2019-02-18 06:00 | 7:00 | -1.7 | 91 | 5.2
2019-02-18 07:00 | 8:00 | -1.1 | 91 | 3.6
2019-02-18 08:00 | 9:00 | -0.6 | 88 | 4.1
2019-02-18 09:00 | 10:00 | -0.6 | 88 | 4.1
2019-02-18 10:00 | 11:00 | 0 | 87 | 1
2019-02-18 11:00 | 12:00 | -0.6 | 83 | 2.6
2019-02-18 12:00 | 13:00 | -1.1 | 83 | 2.1
2019-02-18 13:00 | 14:00 | -1.1 | 79 | 4.1
2019-02-18 14:00 | 15:00 | -1.7 | 80 | 2.6
2019-02-18 15:00 | 16:00 | -2.2 | 79 | 5.2
2019-02-18 16:00 | 17:00 | -2.2 | 79 | 6.7
2019-02-18 17:00 | 18:00 | -2.2 | 79 | 5.7
2019-02-18 18:00 | 19:00 | -1.7 | 76 | 5.2
2019-02-18 19:00 | 20:00 | -1.7 | 76 | 4.1
2019-02-18 20:00 | 21:00 | -1.7 | 57 | 6.2
2019-02-18 21:00 | 22:00 | -2.8 | 51 | 5.2
2019-02-18 22:00 | 23:00 | -2.8 | 51 | 4.6
2019-02-18 23:00 | 24:00 | -6.1 | 43 | 4.1
2019-02-19 | 1:00 | -6.7 | 43 | 3.6
2019-02-19 01:00 | 2:00 | -6.7 | 43 | 4.1
2019-02-19 02:00 | 3:00 | -7.2 | 47 | 4.1
2019-02-19 03:00 | 4:00 | -7.2 | 47 | 3.6
2019-02-19 04:00 | 5:00 | -7.2 | 47 | 4.6
2019-02-19 05:00 | 6:00 | -7.2 | 47 | 4.1
2019-02-19 06:00 | 7:00 | -7.8 | 50 | 4.6
2019-02-19 07:00 | 8:00 | -7.8 | 50 | 5.7
2019-02-19 08:00 | 9:00 | -6.7 | 45 | 4.6
2019-02-19 09:00 | 10:00 | -5 | 39 | 6.2
2019-02-19 10:00 | 11:00 | -5 | 39 | 4.6
2019-02-19 11:00 | 12:00 | -2.2 | 32 | 4.1
2019-02-19 12:00 | 13:00 | -1.1 | 27 | 6.7
2019-02-19 13:00 | 14:00 | -1.1 | 27 | 5.7
2019-02-19 14:00 | 15:00 | 0 | 24 | 5.2
2019-02-19 15:00 | 16:00 | 0 | 17 | 5.7
2019-02-19 16:00 | 17:00 | 0 | 17 | 4.1
2019-02-19 17:00 | 18:00 | -1.7 | 24 | 4.6
2019-02-19 18:00 | 19:00 | -2.2 | 24 | 4.1
2019-02-19 19:00 | 20:00 | -2.2 | 24 | 4.1
2019-02-19 20:00 | 21:00 | -3.3 | 29 | 3.1
2019-02-19 21:00 | 22:00 | -3.9 | 34 | 3.1
2019-02-19 22:00 | 23:00 | -3.9 | 34 | 3.1
2019-02-19 23:00 | 24:00 | -4.4 | 37 | 3.1
2019-02-20 | 1:00 | -5 | 39 | 1
2019-02-20 01:00 | 2:00 | -5 | 39 | 3.1
2019-02-20 02:00 | 3:00 | -5.6 | 39 | 2.6
2019-02-20 03:00 | 4:00 | -6.1 | 41 | 2.1
2019-02-20 04:00 | 5:00 | -6.1 | 41 | 3.1
2019-02-20 05:00 | 6:00 | -5.6 | 43 | 3.1
2019-02-20 06:00 | 7:00 | -5.6 | 46 | 2.6
2019-02-20 07:00 | 8:00 | -5.6 | 46 | 3.6
2019-02-20 08:00 | 9:00 | -4.4 | 41 | 3.1
2019-02-20 09:00 | 10:00 | -3.3 | 38 | 5.7
2019-02-20 10:00 | 11:00 | -3.3 | 38 | 6.2
2019-02-20 11:00 | 12:00 | -1.7 | 33 | 7.7
2019-02-20 12:00 | 13:00 | -1.7 | 34 | 8.2
2019-02-20 13:00 | 14:00 | -1.7 | 34 | 8.8
2019-02-20 14:00 | 15:00 | -1.1 | 31 | 8.2
2019-02-20 15:00 | 16:00 | -1.1 | 33 | 9.3
2019-02-20 16:00 | 17:00 | -1.1 | 33 | 6.7
2019-02-20 17:00 | 18:00 | -1.1 | 38 | 6.7
2019-02-20 18:00 | 19:00 | -1.1 | 40 | 9.3
2019-02-20 19:00 | 20:00 | -1.1 | 40 | 6.2
2019-02-20 20:00 | 21:00 | -2.2 | 56 | 6.7
2019-02-20 21:00 | 22:00 | -2.8 | 65 | 6.7
2019-02-20 22:00 | 23:00 | -3.3 | 75 | 6.2
2019-02-20 23:00 | 24:00 | -3.3 | 82 | 4.6
2019-02-21 | 1:00 | -2.8 | 87 | 4.6
2019-02-21 01:00 | 2:00 | -2.8 | 87 | 5.7
2019-02-21 02:00 | 3:00 | -1.7 | 87 | 5.7
2019-02-21 03:00 | 4:00 | 0 | 87 | 5.7
2019-02-21 04:00 | 5:00 | 0 | 95 | 5.2
2019-02-21 05:00 | 6:00 | 0.6 | 87 | 5.7
2019-02-21 06:00 | 7:00 | 1.1 | 92 | 6.7
2019-02-21 07:00 | 8:00 | 1.1 | 92 | 6.2
2019-02-21 08:00 | 9:00 | 1 | 79 | 7.2
2019-02-21 09:00 | 10:00 | 0.6 | 83 | 8.8
2019-02-21 10:00 | 11:00 | 0.6 | 83 | 8.8
2019-02-21 11:00 | 12:00 | 2.8 | 82 | 9.3
2019-02-21 12:00 | 13:00 | 6.1 | 68 | 9.3
2019-02-21 13:00 | 14:00 | 6.1 | 68 | 9.3
2019-02-21 14:00 | 15:00 | 8.3 | 51 | 9.3
2019-02-21 15:00 | 16:00 | 7.8 | 50 | 9.3
2019-02-21 16:00 | 17:00 | 7.8 | 50 | 10.3
2019-02-21 17:00 | 18:00 | 7.2 | 50 | 5.7
2019-02-21 18:00 | 19:00 | 6.1 | 51 | 9.8
2019-02-21 19:00 | 20:00 | 6.1 | 49 | 6.7
2019-02-21 20:00 | 21:00 | 5.6 | 49 | 10.3
2019-02-21 21:00 | 22:00 | 5.6 | 49 | 10.8
2019-02-21 22:00 | 23:00 | 5.6 | 49 | 10.3
2019-02-21 23:00 | 24:00 | 5 | 51 | 6.7
2019-02-22 | 1:00 | 4.4 | 53 | 6.7
2019-02-22 01:00 | 2:00 | 4.4 | 53 | 8.2
2019-02-22 02:00 | 3:00 | 4.4 | 46 | 6.2
2019-02-22 03:00 | 4:00 | 4.4 | 46 | 7.2
2019-02-22 04:00 | 5:00 | 4.4 | 46 | 5.7
2019-02-22 05:00 | 6:00 | 3.9 | 47 | 5.2
2019-02-22 06:00 | 7:00 | 3.9 | 50 | 4.6
2019-02-22 07:00 | 8:00 | 3.9 | 50 | 6.2
2019-02-22 08:00 | 9:00 | 4.4 | 46 | 6.2
2019-02-22 09:00 | 10:00 | 5 | 44 | 8.8
2019-02-22 10:00 | 11:00 | 5 | 44 | 7.2
2019-02-22 11:00 | 12:00 | 5.6 | 40 | 8.8
2019-02-22 12:00 | 13:00 | 6.7 | 37 | 9.3
2019-02-22 13:00 | 14:00 | 6.7 | 37 | 10.3
2019-02-22 14:00 | 15:00 | 7.8 | 33 | 8.2
2019-02-22 15:00 | 16:00 | 7.2 | 34 | 6.7
2019-02-22 16:00 | 17:00 | 7.2 | 34 | 8.8
2019-02-22 17:00 | 18:00 | 6.1 | 39 | 6.2
2019-02-22 18:00 | 19:00 | 5.6 | 40 | 7.7
2019-02-22 19:00 | 20:00 | 5.6 | 40 | 6.7
2019-02-22 20:00 | 21:00 | 3.9 | 45 | 4.6
2019-02-22 21:00 | 22:00 | 3.9 | 43 | 4.1
2019-02-22 22:00 | 23:00 | 3.9 | 43 | 4.1
2019-02-22 23:00 | 24:00 | 2.2 | 46 | 3.1
2019-02-23 | 1:00 | 1.7 | 46 | 2.1
2019-02-23 01:00 | 2:00 | 1.7 | 46 | 1.5
2019-02-23 02:00 | 3:00 | 0.6 | 49 | 1.5
2019-02-23 03:00 | 4:00 | 0 | 52 | 1
2019-02-23 04:00 | 5:00 | 0 | 52 | 2.1
2019-02-23 05:00 | 6:00 | -1.1 | 57 | 4.1
2019-02-23 06:00 | 7:00 | -0.6 | 52 | 4.6
2019-02-23 07:00 | 8:00 | -0.6 | 52 | 2.1
2019-02-23 08:00 | 9:00 | 0.6 | 47 | 1.5
2019-02-23 09:00 | 10:00 | 2.2 | 42 | 4.1
2019-02-23 10:00 | 11:00 | 2.2 | 42 | 4.1
2019-02-23 11:00 | 12:00 | 2.2 | 51 | 4.1
2019-02-23 12:00 | 13:00 | 2.8 | 54 | 4.6
2019-02-23 13:00 | 14:00 | 2.8 | 54 | 4.6
2019-02-23 14:00 | 15:00 | 2.2 | 62 | 5.2
2019-02-23 15:00 | 16:00 | 2.2 | 65 | 4.6
2019-02-23 16:00 | 17:00 | 2.2 | 65 | 4.6
2019-02-23 17:00 | 18:00 | 1.7 | 77 | 5.7
2019-02-23 18:00 | 19:00 | 1.7 | 77 | 5.2
2019-02-23 19:00 | 20:00 | 1.7 | 77 | 4.6
2019-02-23 20:00 | 21:00 | 1.7 | 81 | 4.6
2019-02-23 21:00 | 22:00 | 1.7 | 74 | 4.6
2019-02-23 22:00 | 23:00 | 1.7 | 74 | 6.2
2019-02-23 23:00 | 24:00 | 1.7 | 70 | 7.2
2019-02-24 | 1:00 | 1.7 | 74 | 7.2
2019-02-24 01:00 | 2:00 | 1.7 | 74 | 6.7
2019-02-24 02:00 | 3:00 | 2.2 | 74 | 6.7
2019-02-24 03:00 | 4:00 | 2.8 | 82 | 6.2
2019-02-24 04:00 | 5:00 | 2.8 | 82 | 6.7
2019-02-24 05:00 | 6:00 | 3.3 | 85 | 6.7
2019-02-24 06:00 | 7:00 | 3.3 | 85 | 8.2
2019-02-24 07:00 | 8:00 | 3.3 | 85 | 6.7
2019-02-24 08:00 | 9:00 | 3.3 | 89 | 9.3
2019-02-24 09:00 | 10:00 | 3.3 | 92 | 9.8
2019-02-24 10:00 | 11:00 | 3.9 | 89 | 8.2
2019-02-24 11:00 | 12:00 | 3.9 | 93 | 8.2
2019-02-24 12:00 | 13:00 | 6 | 87 | 7.7
2019-02-24 13:00 | 14:00 | 6.1 | 93 | 6.2
2019-02-24 14:00 | 15:00 | 7.2 | 93 | 7.2
2019-02-24 15:00 | 16:00 | 6.7 | 93 | 6.7
2019-02-24 16:00 | 17:00 | 6.7 | 93 | 7.2
2019-02-24 17:00 | 18:00 | 8.3 | 93 | 10.3
2019-02-24 18:00 | 19:00 | 7.8 | 93 | 8.8
2019-02-24 19:00 | 20:00 | 7.8 | 93 | 8.2
2019-02-24 20:00 | 21:00 | 8 | 81 | 6.2
2019-02-24 21:00 | 22:00 | 7.8 | 79 | 4.1
2019-02-24 22:00 | 23:00 | 7.8 | 79 | 5.7
2019-02-24 23:00 | 24:00 | 5.6 | 61 | 6.2
2019-02-25 | 1:00 | 5 | 61 | 6.2
2019-02-25 01:00 | 2:00 | 5 | 61 | 12.4
2019-02-25 02:00 | 3:00 | 5 | 61 | 13.4
2019-02-25 03:00 | 4:00 | 4.4 | 58 | 11.3
2019-02-25 04:00 | 5:00 | 4.4 | 58 | 5.7
2019-02-25 05:00 | 6:00 | 3.3 | 41 | 13.4
2019-02-25 06:00 | 7:00 | 2.8 | 46 | 13.9
2019-02-25 07:00 | 8:00 | 2.8 | 46 | 15.4
2019-02-25 08:00 | 9:00 | 1.7 | 58 | 11.8
2019-02-25 09:00 | 10:00 | 2.8 | 37 | 11.3
2019-02-25 10:00 | 11:00 | 2.8 | 37 | 13.4
2019-02-25 11:00 | 12:00 | 3.3 | 26 | 11.3
2019-02-25 12:00 | 13:00 | 3.3 | 28 | 10.8
2019-02-25 13:00 | 14:00 | 3.3 | 28 | 14.4
2019-02-25 14:00 | 15:00 | 2.8 | 27 | 10.8
2019-02-25 15:00 | 16:00 | 2.8 | 30 | 6.2
2019-02-25 16:00 | 17:00 | 2.8 | 30 | 9.3
2019-02-25 17:00 | 18:00 | 1.1 | 36 | 6.7
2019-02-25 18:00 | 19:00 | 0.6 | 37 | 6.2
2019-02-25 19:00 | 20:00 | 0.6 | 37 | 9.3
2019-02-25 20:00 | 21:00 | 0 | 37 | 7.7
2019-02-25 21:00 | 22:00 | -0.6 | 38 | 7.7
2019-02-25 22:00 | 23:00 | -0.6 | 38 | 8.2
2019-02-25 23:00 | 24:00 | -1.1 | 36 | 6.2
2019-02-26 | 1:00 | -1.7 | 33 | 6.2
2019-02-26 01:00 | 2:00 | -1.7 | 33 | 5.7
2019-02-26 02:00 | 3:00 | -2.8 | 32 | 5.7
2019-02-26 03:00 | 4:00 | -3.3 | 30 | 6.7
2019-02-26 04:00 | 5:00 | -3.3 | 30 | 4.6
2019-02-26 05:00 | 6:00 | -3.9 | 31 | 5.2
2019-02-26 06:00 | 7:00 | -3.9 | 29 | 7.7
2019-02-26 07:00 | 8:00 | -3.9 | 29 | 7.2
2019-02-26 08:00 | 9:00 | -3.3 | 24 | 8.2
2019-02-26 09:00 | 10:00 | -2.8 | 18 | 7.7
2019-02-26 10:00 | 11:00 | -2.8 | 18 | 8.8
2019-02-26 11:00 | 12:00 | -1.7 | 12 | 7.7
2019-02-26 12:00 | 13:00 | -1.1 | 13 | 8.2
2019-02-26 13:00 | 14:00 | -1.1 | 13 | 7.2
2019-02-26 14:00 | 15:00 | -0.6 | 15 | 7.7
2019-02-26 15:00 | 16:00 | -1.7 | 15 | 7.7
2019-02-26 16:00 | 17:00 | -2.2 | 15 | 8.2
2019-02-26 17:00 | 18:00 | -3.3 | 18 | 5.7
2019-02-26 18:00 | 19:00 | -3.9 | 20 | 5.2
2019-02-26 19:00 | 20:00 | -3.9 | 20 | 5.2
2019-02-26 20:00 | 21:00 | -5.6 | 24 | 4.1
2019-02-26 21:00 | 22:00 | -6.1 | 25 | 3.1
2019-02-26 22:00 | 23:00 | -6.1 | 25 | 2.6
2019-02-26 23:00 | 24:00 | -6.7 | 30 | 3.1
2019-02-27 | 1:00 | -7.2 | 33 | 2.1
2019-02-27 01:00 | 2:00 | -7.2 | 33 | 5.2
2019-02-27 02:00 | 3:00 | -8.3 | 36 | 3.1
2019-02-27 03:00 | 4:00 | -8.9 | 32 | 3.6
2019-02-27 04:00 | 5:00 | -8.9 | 32 | 4.1
2019-02-27 05:00 | 6:00 | -10 | 26 | 4.1
2019-02-27 06:00 | 7:00 | -10.6 | 26 | 3.6
2019-02-27 07:00 | 8:00 | -10.6 | 26 | 4.1
2019-02-27 08:00 | 9:00 | -8.9 | 22 | 4.6
2019-02-27 09:00 | 10:00 | -8.3 | 20 | 4.6
2019-02-27 10:00 | 11:00 | -8.3 | 20 | 5.2
2019-02-27 11:00 | 12:00 | -6.1 | 17 | 6.7
2019-02-27 12:00 | 13:00 | -5 | 17 | 5.2
2019-02-27 13:00 | 14:00 | -5 | 17 | 5.7
2019-02-27 14:00 | 15:00 | -3.3 | 17 | 5.7
2019-02-27 15:00 | 16:00 | -3.3 | 16 | 5.2
2019-02-27 16:00 | 17:00 | -3.3 | 16 | 5.7
2019-02-27 17:00 | 18:00 | -3.9 | 21 | 6.2
2019-02-27 18:00 | 19:00 | -3.9 | 26 | 3.1
2019-02-27 19:00 | 20:00 | -3.9 | 26 | 1.5
2019-02-27 20:00 | 21:00 | -4.4 | 43 | 1
2019-02-27 21:00 | 22:00 | -5 | 53 | 3.1
2019-02-27 22:00 | 23:00 | -5.6 | 68 | 3.1
2019-02-27 23:00 | 24:00 | -6.1 | 78 | 1
2019-02-28 | 1:00 | -5.6 | 79 | 2.1
2019-02-28 01:00 | 2:00 | -6.1 | 78 | 2.6
2019-02-28 02:00 | 3:00 | -7.2 | 78 | 2.6
2019-02-28 03:00 | 4:00 | -7.2 | 78 | 3.1
2019-02-28 04:00 | 5:00 | -7.2 | 78 | 3.6
2019-02-28 05:00 | 6:00 | -6.7 | 75 | 5.7
2019-02-28 06:00 | 7:00 | -6.7 | 71 | 6.7
2019-02-28 07:00 | 8:00 | -6.7 | 71 | 7.2
2019-02-28 08:00 | 9:00 | -6.7 | 75 | 6.7
2019-02-28 09:00 | 10:00 | -5 | 65 | 8.2
2019-02-28 10:00 | 11:00 | -5 | 65 | 7.2
2019-02-28 11:00 | 12:00 | -2.8 | 54 | 7.2
2019-02-28 12:00 | 13:00 | -2.2 | 48 | 10.3
2019-02-28 13:00 | 14:00 | -2.2 | 48 | 7.2
2019-02-28 14:00 | 15:00 | -0.6 | 37 | 9.3
2019-02-28 15:00 | 16:00 | -0.6 | 35 | 7.7
2019-02-28 16:00 | 17:00 | -0.6 | 35 | 8.8
2019-02-28 17:00 | 18:00 | -0.6 | 31 | 7.7
2019-02-28 18:00 | 19:00 | -1.7 | 26 | 7.2
2019-02-28 19:00 | 20:00 | -1.7 | 25 | 7.7
2019-02-28 20:00 | 21:00 | -2.1 | 25 | 8.2
2019-02-28 21:00 | 22:00 | -0.9 | 35 | 8
2019-02-28 22:00 | 23:00 | 0.2 | 49 | 7.8
2019-02-28 23:00 | 24:00 | 1.1 | 67 | 7.6
2013-03-01 | 1:00 | 2.5 | 87 | 7.3
2013-03-01 01:00 | 2:00 | 2.1 | 87 | 7.1
2013-03-01 02:00 | 3:00 | 1.8 | 84 | 6.9
2013-03-01 03:00 | 4:00 | 1.8 | 83 | 6.7
2013-03-01 04:00 | 5:00 | 1.7 | 82 | 6.7
2013-03-01 05:00 | 6:00 | 2 | 81 | 5.7
2013-03-01 06:00 | 7:00 | 1.7 | 81 | 5.7
2013-03-01 07:00 | 8:00 | 1.7 | 81 | 6.2
2013-03-01 08:00 | 9:00 | 2.8 | 82 | 6.7
2013-03-01 09:00 | 10:00 | 3.9 | 69 | 8.2
2013-03-01 10:00 | 11:00 | 3.9 | 69 | 8.2
2013-03-01 11:00 | 12:00 | 4 | 64 | 7.2
2013-03-01 12:00 | 13:00 | 4 | 64 | 8.8
2013-03-01 13:00 | 14:00 | 4.4 | 58 | 8.8
2013-03-01 14:00 | 15:00 | 4.4 | 58 | 9.3
2013-03-01 15:00 | 16:00 | 4.4 | 55 | 7.2
2013-03-01 16:00 | 17:00 | 4.4 | 55 | 8.2
2013-03-01 17:00 | 18:00 | 3.9 | 57 | 5.2
2013-03-01 18:00 | 19:00 | 3.9 | 57 | 4.6
2013-03-01 19:00 | 20:00 | 3.9 | 57 | 4.1
2013-03-01 20:00 | 21:00 | 3.3 | 60 | 4.1
2013-03-01 21:00 | 22:00 | 3.3 | 60 | 6.2
2013-03-01 22:00 | 23:00 | 3.3 | 60 | 6.2
2013-03-01 23:00 | 24:00 | 2.8 | 62 | 5.2
2013-03-02 | 1:00 | 2.2 | 65 | 4.1
2013-03-02 01:00 | 2:00 | 2.2 | 65 | 5.2
2013-03-02 02:00 | 3:00 | 1.7 | 67 | 5.2
2013-03-02 03:00 | 4:00 | 1.7 | 64 | 5.2
2013-03-02 04:00 | 5:00 | 1.7 | 64 | 5.2
2013-03-02 05:00 | 6:00 | 1.1 | 67 | 5.2
2013-03-02 06:00 | 7:00 | 1.1 | 64 | 4.6
2013-03-02 07:00 | 8:00 | 1.1 | 64 | 6.2
2013-03-02 08:00 | 9:00 | 3.3 | 57 | 6.2
2013-03-02 09:00 | 10:00 | 3.3 | 57 | 5.7
2013-03-02 10:00 | 11:00 | 3.3 | 57 | 4.1
2013-03-02 11:00 | 12:00 | 5 | 53 | 6.2
2013-03-02 12:00 | 13:00 | 4.4 | 63 | 6.2
2013-03-02 13:00 | 14:00 | 4.4 | 63 | 6.2
2013-03-02 14:00 | 15:00 | 3.9 | 63 | 5.2
2013-03-02 15:00 | 16:00 | 3.9 | 66 | 7.7
2013-03-02 16:00 | 17:00 | 3.9 | 66 | 6.2
2013-03-02 17:00 | 18:00 | 5 | 55 | 6.2
2013-03-02 18:00 | 19:00 | 4.4 | 55 | 5.2
2013-03-02 19:00 | 20:00 | 4.4 | 55 | 5.2
2013-03-02 20:00 | 21:00 | 3.3 | 55 | 5.7
2013-03-02 21:00 | 22:00 | 2.8 | 54 | 7.7
2013-03-02 22:00 | 23:00 | 2.8 | 54 | 5.7
2013-03-02 23:00 | 24:00 | 2.2 | 59 | 7.7
2013-03-03 | 1:00 | 2 | 62 | 7.2
2013-03-03 01:00 | 2:00 | 1.7 | 61 | 6.2
2013-03-03 02:00 | 3:00 | 1.1 | 64 | 6.2
2013-03-03 03:00 | 4:00 | 1.1 | 64 | 5.7
2013-03-03 04:00 | 5:00 | 1.1 | 64 | 5.2
2013-03-03 05:00 | 6:00 | 0.6 | 63 | 5.7
2013-03-03 06:00 | 7:00 | 1 | 61 | 5.2
2013-03-03 07:00 | 8:00 | 0.6 | 66 | 5.2
2013-03-03 08:00 | 9:00 | 1 | 67 | 9.3
2013-03-03 09:00 | 10:00 | 2 | 67 | 7.7
2013-03-03 10:00 | 11:00 | 2.8 | 65 | 5.7
2013-03-03 11:00 | 12:00 | 5 | 64 | 5.2
2013-03-03 12:00 | 13:00 | 4 | 64 | 7.7
2013-03-03 13:00 | 14:00 | 5 | 61 | 8.8
2013-03-03 14:00 | 15:00 | 5.6 | 58 | 7.7
2013-03-03 15:00 | 16:00 | 5 | 59 | 9.8
2013-03-03 16:00 | 17:00 | 5 | 61 | 8.2
2013-03-03 17:00 | 18:00 | 3 | 74 | 7.7
2013-03-03 18:00 | 19:00 | 3 | 74 | 8.8
2013-03-03 19:00 | 20:00 | 2.8 | 75 | 8.2
2013-03-03 20:00 | 21:00 | 1.7 | 81 | 7.2
2013-03-03 21:00 | 22:00 | 1.7 | 81 | 10.3
2013-03-03 22:00 | 23:00 | 1.7 | 81 | 8.2
2013-03-03 23:00 | 24:00 | 1.7 | 61 | 8.2
2013-03-04 | 1:00 | 1.1 | 64 | 7.7
2013-03-04 01:00 | 2:00 | 1.1 | 64 | 7.2
2013-03-04 02:00 | 3:00 | 0.6 | 63 | 7.2
2013-03-04 03:00 | 4:00 | 0 | 62 | 5.7
2013-03-04 04:00 | 5:00 | 0 | 62 | 6.2
2013-03-04 05:00 | 6:00 | -0.6 | 63 | 5.7
2013-03-04 06:00 | 7:00 | -0.6 | 60 | 4.6
2013-03-04 07:00 | 8:00 | -0.6 | 60 | 7.2
2013-03-04 08:00 | 9:00 | 1.1 | 52 | 5.2
2013-03-04 09:00 | 10:00 | 2.8 | 46 | 6.2
2013-03-04 10:00 | 11:00 | 2.8 | 46 | 6.7
2013-03-04 11:00 | 12:00 | 3.9 | 43 | 5.2
2013-03-04 12:00 | 13:00 | 5 | 42 | 4.1
2013-03-04 13:00 | 14:00 | 5 | 42 | 5.2
2013-03-04 14:00 | 15:00 | 3.9 | 47 | 6.2
2013-03-04 15:00 | 16:00 | 3.9 | 50 | 3.6
2013-03-04 16:00 | 17:00 | 3.9 | 50 | 5.2
2013-03-04 17:00 | 18:00 | 2.8 | 59 | 6.2
2013-03-04 18:00 | 19:00 | 2 | 62 | 5.7
2013-03-04 19:00 | 20:00 | 1.1 | 70 | 5.2
2013-03-04 20:00 | 21:00 | 1.7 | 61 | 5.7
2013-03-04 21:00 | 22:00 | 1.1 | 58 | 5.7
2013-03-04 22:00 | 23:00 | 1.1 | 58 | 6.2
2013-03-04 23:00 | 24:00 | 0.6 | 57 | 5.2
2013-03-05 | 1:00 | 0.6 | 57 | 3.6
2013-03-05 01:00 | 2:00 | 0.6 | 57 | 4.1
2013-03-05 02:00 | 3:00 | 0.6 | 54 | 4.6
2013-03-05 03:00 | 4:00 | 0 | 57 | 4.1
2013-03-05 04:00 | 5:00 | 0 | 57 | 3.1
2013-03-05 05:00 | 6:00 | 0 | 60 | 3.1
2013-03-05 06:00 | 7:00 | 0.6 | 57 | 4.6
2013-03-05 07:00 | 8:00 | 0.6 | 57 | 5.2
2013-03-05 08:00 | 9:00 | 2 | 52 | 3.6
2013-03-05 09:00 | 10:00 | 3.9 | 55 | 4.1
2013-03-05 10:00 | 11:00 | 3.9 | 55 | 4.6
2013-03-05 11:00 | 12:00 | 5.6 | 51 | 4.1
2013-03-05 12:00 | 13:00 | 6.1 | 54 | 5.2
2013-03-05 13:00 | 14:00 | 6.1 | 54 | 4.6
2013-03-05 14:00 | 15:00 | 5.6 | 67 | 5.7
2013-03-05 15:00 | 16:00 | 5.6 | 70 | 6.2
2013-03-05 16:00 | 17:00 | 5.6 | 70 | 6.7
2013-03-05 17:00 | 18:00 | 3.9 | 76 | 6.2
2013-03-05 18:00 | 19:00 | 2.8 | 82 | 6.7
2013-03-05 19:00 | 20:00 | 2.8 | 82 | 4.6
2013-03-05 20:00 | 21:00 | 3.3 | 79 | 5.7
2013-03-05 21:00 | 22:00 | 3.9 | 76 | 6.2
2013-03-05 22:00 | 23:00 | 3.9 | 76 | 6.2
2013-03-05 23:00 | 24:00 | 4 | 75 | 6.2
2013-03-06 | 1:00 | 2.8 | 82 | 7.2
2013-03-06 01:00 | 2:00 | 2.8 | 82 | 7.2
2013-03-06 02:00 | 3:00 | 3.3 | 85 | 7.2
2013-03-06 03:00 | 4:00 | 3 | 87 | 6.7
2013-03-06 04:00 | 5:00 | 3.3 | 85 | 5.2
2013-03-06 05:00 | 6:00 | 4 | 81 | 5.2
2013-03-06 06:00 | 7:00 | 3 | 87 | 5.7
2013-03-06 07:00 | 8:00 | 3.9 | 82 | 6.2
2013-03-06 08:00 | 9:00 | 3 | 87 | 6.2
2013-03-06 09:00 | 10:00 | 3.9 | 69 | 6.2
2013-03-06 10:00 | 11:00 | 3.9 | 69 | 6.2
2013-03-06 11:00 | 12:00 | 3.9 | 76 | 6.2
2013-03-06 12:00 | 13:00 | 4 | 81 | 5.7
2013-03-06 13:00 | 14:00 | 4.4 | 76 | 7.7
2013-03-06 14:00 | 15:00 | 4 | 81 | 7.2
2013-03-06 15:00 | 16:00 | 3 | 87 | 5.7
2013-03-06 16:00 | 17:00 | 2.2 | 81 | 6.7
2013-03-06 17:00 | 18:00 | 2 | 87 | 7.2
2013-03-06 18:00 | 19:00 | 2 | 87 | 7.2
2013-03-06 19:00 | 20:00 | 2.8 | 82 | 6.2
2013-03-06 20:00 | 21:00 | 2.8 | 78 | 6.7
2013-03-06 21:00 | 22:00 | 1.7 | 81 | 7.2
2013-03-06 22:00 | 23:00 | 1.7 | 81 | 6.2
2013-03-06 23:00 | 24:00 | 2.8 | 71 | 5.2
2013-03-07 | 1:00 | 2.2 | 74 | 5.7
2013-03-07 01:00 | 2:00 | 2.2 | 74 | 5.2
2013-03-07 02:00 | 3:00 | 2.2 | 74 | 5.2
2013-03-07 03:00 | 4:00 | 1 | 79 | 5.2
2013-03-07 04:00 | 5:00 | 1.1 | 80 | 6.2
2013-03-07 05:00 | 6:00 | 0.6 | 87 | 6.7
2013-03-07 06:00 | 7:00 | 1 | 86 | 6.2
2013-03-07 07:00 | 8:00 | 0 | 87 | 6.7
2013-03-07 08:00 | 9:00 | 1 | 86 | 7.2
2013-03-07 09:00 | 10:00 | 1 | 86 | 7.2
2013-03-07 10:00 | 11:00 | 0.6 | 96 | 7.2
2013-03-07 11:00 | 12:00 | 1 | 93 | 7.2
2013-03-07 12:00 | 13:00 | 1 | 100 | 7.2
2013-03-07 13:00 | 14:00 | 0.6 | 96 | 7.2
2013-03-07 14:00 | 15:00 | 0 | 95 | 7.7
2013-03-07 15:00 | 16:00 | -1 | 100 | 7.7
2013-03-07 16:00 | 17:00 | -0.6 | 96 | 8.2
2013-03-07 17:00 | 18:00 | -1 | 92 | 7.7
2013-03-07 18:00 | 19:00 | -1.1 | 95 | 6.7
2013-03-07 19:00 | 20:00 | -1.1 | 95 | 7.2
2013-03-07 20:00 | 21:00 | -0.6 | 91 | 7.2
2013-03-07 21:00 | 22:00 | -1 | 92 | 7.2
2013-03-07 22:00 | 23:00 | -0.6 | 96 | 6.7
2013-03-07 23:00 | 24:00 | -1.1 | 95 | 6.2
2013-03-08 | 1:00 | -1.7 | 100 | 5.2
2013-03-08 01:00 | 2:00 | -1.7 | 100 | 5.2
2013-03-08 02:00 | 3:00 | -2 | 100 | 5.2
2013-03-08 03:00 | 4:00 | -2 | 100 | 6.2
2013-03-08 04:00 | 5:00 | -1.7 | 96 | 6.2
2013-03-08 05:00 | 6:00 | -2 | 100 | 3.1
2013-03-08 06:00 | 7:00 | -2.2 | 100 | 5.2
2013-03-08 07:00 | 8:00 | -2.2 | 100 | 6.2
2013-03-08 08:00 | 9:00 | -2.2 | 95 | 4.6
2013-03-08 09:00 | 10:00 | -2.2 | 95 | 7.7
2013-03-08 10:00 | 11:00 | -2.2 | 95 | 7.7
2013-03-08 11:00 | 12:00 | -2 | 92 | 5.2
2013-03-08 12:00 | 13:00 | -2 | 100 | 5.7
2013-03-08 13:00 | 14:00 | -1.1 | 95 | 5.2
2013-03-08 14:00 | 15:00 | 1 | 79 | 4.1
2013-03-08 15:00 | 16:00 | 2 | 67 | 4.1
2013-03-08 16:00 | 17:00 | 2.8 | 65 | 3.1
2013-03-08 17:00 | 18:00 | 4.4 | 53 | 2.6
2013-03-08 18:00 | 19:00 | 5 | 48 | 3.1
2013-03-08 19:00 | 20:00 | 5 | 48 | 2.6
2013-03-08 20:00 | 21:00 | 5 | 42 | 2.6
2013-03-08 21:00 | 22:00 | 3.9 | 47 | 3.1
2013-03-08 22:00 | 23:00 | 3.9 | 47 | 4.1
2013-03-08 23:00 | 24:00 | 2.8 | 49 | 3.1
2013-03-09 | 1:00 | 2.8 | 49 | 3.1
2013-03-09 01:00 | 2:00 | 2.8 | 49 | 3.6
2013-03-09 02:00 | 3:00 | 1.7 | 53 | 4.1
2013-03-09 03:00 | 4:00 | 0.6 | 54 | 3.6
2013-03-09 04:00 | 5:00 | 0.6 | 54 | 3.6
2013-03-09 05:00 | 6:00 | -0.6 | 60 | 5.2
2013-03-09 06:00 | 7:00 | 0 | 60 | 3.1
2013-03-09 07:00 | 8:00 | 0 | 60 | 1.5
2013-03-09 08:00 | 9:00 | 2.2 | 65 | 1.5
2013-03-09 09:00 | 10:00 | 2.8 | 65 | 2.6
2013-03-09 10:00 | 11:00 | 2.8 | 65 | 4.1
2013-03-09 11:00 | 12:00 | 3.3 | 60 | 3.6
2013-03-09 12:00 | 13:00 | 2.8 | 68 | 3.6
2013-03-09 13:00 | 14:00 | 2.8 | 68 | 2.6
2013-03-09 14:00 | 15:00 | 2.8 | 71 | 5.7
2013-03-09 15:00 | 16:00 | 2.8 | 71 | 4.6
2013-03-09 16:00 | 17:00 | 2.8 | 71 | 4.6
2013-03-09 17:00 | 18:00 | 2.2 | 74 | 4.6
2013-03-09 18:00 | 19:00 | 1.7 | 77 | 5.2
2013-03-09 19:00 | 20:00 | 1.7 | 77 | 5.7
2013-03-09 20:00 | 21:00 | 1.1 | 80 | 5.2
2013-03-09 21:00 | 22:00 | 1.7 | 77 | 5.2
2013-03-09 22:00 | 23:00 | 1.7 | 77 | 4.6
2013-03-09 23:00 | 24:00 | 0.6 | 80 | 4.6
2013-03-10 | 1:00 | 0 | 83 | 4.1
2013-03-10 01:00 | 2:00 | 0 | 83 | 4.1
2013-03-10 02:00 | 3:00 | 0 | 85 | 3.6
2013-03-10 03:00 | 4:00 | -1 | 85 | 4.1
2013-03-10 04:00 | 5:00 | -0.6 | 83 | 4.6
2013-03-10 05:00 | 6:00 | -1.1 | 83 | 5.2
2013-03-10 06:00 | 7:00 | -2 | 85 | 4.1
2013-03-10 07:00 | 8:00 | 0 | 83 | 4.1
2013-03-10 08:00 | 9:00 | 1.7 | 81 | 5.2
2013-03-10 09:00 | 10:00 | 2.8 | 75 | 6.7
2013-03-10 10:00 | 11:00 | 2.8 | 75 | 6.7
2013-03-10 11:00 | 12:00 | 2.8 | 71 | 7.2
2013-03-10 12:00 | 13:00 | 2.8 | 71 | 6.7
2013-03-10 13:00 | 14:00 | 2.8 | 71 | 6.2
2013-03-10 14:00 | 15:00 | 3 | 68 | 5.7
2013-03-10 15:00 | 16:00 | 3 | 74 | 4.6
2013-03-10 16:00 | 17:00 | 2.8 | 71 | 5.2
2013-03-10 17:00 | 18:00 | 2.2 | 74 | 4.6
2013-03-10 18:00 | 19:00 | 2.2 | 78 | 5.2
2013-03-10 19:00 | 20:00 | 2.2 | 78 | 5.2
2013-03-10 20:00 | 21:00 | 1.7 | 81 | 3.6
2013-03-10 21:00 | 22:00 | 1.7 | 81 | 3.6
2013-03-10 22:00 | 23:00 | 1.7 | 81 | 3.1
2013-03-10 23:00 | 24:00 | 2 | 80 | 3.6
2013-03-11 | 1:00 | 2 | 80 | 3.6
2013-03-11 01:00 | 2:00 | 1.7 | 84 | 3.1
2013-03-11 02:00 | 3:00 | 1.7 | 88 | 3.6
2013-03-11 03:00 | 4:00 | 1.7 | 84 | 5.7
2013-03-11 04:00 | 5:00 | 1.7 | 84 | 5.2
2013-03-11 05:00 | 6:00 | 1.7 | 84 | 6.2
2013-03-11 06:00 | 7:00 | 1.7 | 84 | 5.7
2013-03-11 07:00 | 8:00 | 1.7 | 84 | 6.7
2013-03-11 08:00 | 9:00 | 3 | 87 | 6.7
2013-03-11 09:00 | 10:00 | 5.6 | 76 | 5.2
2013-03-11 10:00 | 11:00 | 5.6 | 76 | 6.2
2013-03-11 11:00 | 12:00 | 7.2 | 70 | 7.2
2013-03-11 12:00 | 13:00 | 7.8 | 68 | 6.7
2013-03-11 13:00 | 14:00 | 7.8 | 68 | 2.1
2013-03-11 14:00 | 15:00 | 9.4 | 68 | 4.6
2013-03-11 15:00 | 16:00 | 8.9 | 68 | 4.6
2013-03-11 16:00 | 17:00 | 8.9 | 68 | 5.7
2013-03-11 17:00 | 18:00 | 7.2 | 76 | 5.2
2013-03-11 18:00 | 19:00 | 6.1 | 82 | 5.7
2013-03-11 19:00 | 20:00 | 6.1 | 82 | 4.6
2013-03-11 20:00 | 21:00 | 6 | 81 | 5.7
2013-03-11 21:00 | 22:00 | 5 | 89 | 5.7
2013-03-11 22:00 | 23:00 | 5 | 89 | 6.2
2013-03-11 23:00 | 24:00 | 3.9 | 96 | 5.2
2013-03-12 | 1:00 | 4 | 93 | 6.2
2013-03-12 01:00 | 2:00 | 4.4 | 93 | 5.7
2013-03-12 02:00 | 3:00 | 5 | 93 | 6.7
2013-03-12 03:00 | 4:00 | 5 | 93 | 5.7
2013-03-12 04:00 | 5:00 | 5.6 | 96 | 5.7
2013-03-12 05:00 | 6:00 | 6.1 | 97 | 6.2
2013-03-12 06:00 | 7:00 | 6 | 93 | 5.2
2013-03-12 07:00 | 8:00 | 6.1 | 100 | 5.7
2013-03-12 08:00 | 9:00 | 7 | 100 | 4.6
2013-03-12 09:00 | 10:00 | 8.3 | 97 | 4.1
2013-03-12 10:00 | 11:00 | 8.3 | 97 | 6.2
2013-03-12 11:00 | 12:00 | 9 | 93 | 6.2
2013-03-12 12:00 | 13:00 | 10 | 87 | 6.2
2013-03-12 13:00 | 14:00 | 10.6 | 86 | 5.7
2013-03-12 14:00 | 15:00 | 11.1 | 86 | 6.7
2013-03-12 15:00 | 16:00 | 11 | 82 | 6.2
2013-03-12 16:00 | 17:00 | 10 | 89 | 5.7
2013-03-12 17:00 | 18:00 | 10 | 93 | 5.2
2013-03-12 18:00 | 19:00 | 10 | 93 | 3.6
2013-03-12 19:00 | 20:00 | 11.1 | 93 | 2.6
2013-03-12 20:00 | 21:00 | 11 | 100 | 3.6
2013-03-12 21:00 | 22:00 | 11 | 94 | 4.1
2013-03-12 22:00 | 23:00 | 10.6 | 96 | 3.1
2013-03-12 23:00 | 24:00 | 10 | 100 | 4.1
2013-03-13 | 1:00 | 10 | 93 | 4.6
2013-03-13 01:00 | 2:00 | 8.9 | 86 | 5.7
2013-03-13 02:00 | 3:00 | 7 | 87 | 6.2
2013-03-13 03:00 | 4:00 | 6.1 | 73 | 7.2
2013-03-13 04:00 | 5:00 | 6.1 | 73 | 7.2
2013-03-13 05:00 | 6:00 | 4.4 | 73 | 3.1
2013-03-13 06:00 | 7:00 | 4.4 | 67 | 3.6
2013-03-13 07:00 | 8:00 | 4.4 | 67 | 5.2
2013-03-13 08:00 | 9:00 | 6.1 | 65 | 4.1
2013-03-13 09:00 | 10:00 | 7.2 | 60 | 6.2
2013-03-13 10:00 | 11:00 | 7.2 | 60 | 4.1
2013-03-13 11:00 | 12:00 | 9.4 | 52 | 5.2
2013-03-13 12:00 | 13:00 | 10 | 45 | 8.2
2013-03-13 13:00 | 14:00 | 10 | 45 | 8.8
2013-03-13 14:00 | 15:00 | 10.6 | 38 | 7.2
2013-03-13 15:00 | 16:00 | 10 | 31 | 7.7
2013-03-13 16:00 | 17:00 | 10 | 31 | 7.2
2013-03-13 17:00 | 18:00 | 8.3 | 30 | 6.7
2013-03-13 18:00 | 19:00 | 7.2 | 33 | 6.2
2013-03-13 19:00 | 20:00 | 7.2 | 33 | 4.6
2013-03-13 20:00 | 21:00 | 5.6 | 35 | 5.2
2013-03-13 21:00 | 22:00 | 5 | 36 | 2.6
2013-03-13 22:00 | 23:00 | 5 | 36 | 2.6
2013-03-13 23:00 | 24:00 | 3.9 | 41 | 2.1
2013-03-14 | 1:00 | 3.3 | 43 | 2.1
2013-03-14 01:00 | 2:00 | 3.3 | 43 | 5.2
2013-03-14 02:00 | 3:00 | 2.2 | 53 | 7.2
2013-03-14 03:00 | 4:00 | 1.7 | 53 | 7.2
2013-03-14 04:00 | 5:00 | 1.7 | 53 | 8.2
2013-03-14 05:00 | 6:00 | 1.1 | 48 | 7.7
2013-03-14 06:00 | 7:00 | 0.6 | 45 | 7.2
2013-03-14 07:00 | 8:00 | 0.6 | 45 | 7.7
2013-03-14 08:00 | 9:00 | 1.1 | 39 | 7.2
2013-03-14 09:00 | 10:00 | 1.1 | 37 | 7.2
2013-03-14 10:00 | 11:00 | 1.1 | 37 | 9.8
2013-03-14 11:00 | 12:00 | 2.2 | 33 | 9.8
2013-03-14 12:00 | 13:00 | 1.1 | 34 | 8.8
2013-03-14 13:00 | 14:00 | 1.1 | 34 | 10.3
2013-03-14 14:00 | 15:00 | 1.1 | 34 | 11.3
2013-03-14 15:00 | 16:00 | 0.6 | 33 | 11.3
2013-03-14 16:00 | 17:00 | 0.6 | 33 | 11.3
2013-03-14 17:00 | 18:00 | -1.1 | 38 | 11.3
2013-03-14 18:00 | 19:00 | -2.2 | 38 | 11.3
2013-03-14 19:00 | 20:00 | -2.2 | 38 | 11.8
2013-03-14 20:00 | 21:00 | -3.3 | 36 | 12.4
2013-03-14 21:00 | 22:00 | -3.9 | 37 | 11.8
2013-03-14 22:00 | 23:00 | -3.9 | 37 | 10.3
2013-03-14 23:00 | 24:00 | -5 | 43 | 12.4
2013-03-15 | 1:00 | -5 | 43 | 11.8
2013-03-15 01:00 | 2:00 | -5 | 43 | 8.8
2013-03-15 02:00 | 3:00 | -5.6 | 46 | 8.8
2013-03-15 03:00 | 4:00 | -5.6 | 39 | 7.7
2013-03-15 04:00 | 5:00 | -5.6 | 39 | 6.2
2013-03-15 05:00 | 6:00 | -6.1 | 39 | 6.2
2013-03-15 06:00 | 7:00 | -6.1 | 41 | 5.7
2013-03-15 07:00 | 8:00 | -6.1 | 41 | 5.7
2013-03-15 08:00 | 9:00 | -3.9 | 37 | 6.2
2013-03-15 09:00 | 10:00 | -2.2 | 32 | 6.2
2013-03-15 10:00 | 11:00 | -2.2 | 32 | 7.2
2013-03-15 11:00 | 12:00 | 0.6 | 26 | 5.7
2013-03-15 12:00 | 13:00 | 2.8 | 23 | 6.2
2013-03-15 13:00 | 14:00 | 2.8 | 23 | 6.7
2013-03-15 14:00 | 15:00 | 4.4 | 24 | 6.7
2013-03-15 15:00 | 16:00 | 4.4 | 28 | 7.2
2013-03-15 16:00 | 17:00 | 4.4 | 28 | 7.2
2013-03-15 17:00 | 18:00 | 3.9 | 47 | 4.1
2013-03-15 18:00 | 19:00 | 3.3 | 49 | 6.7
2013-03-15 19:00 | 20:00 | 3.3 | 49 | 7.7
2013-03-15 20:00 | 21:00 | 2.8 | 59 | 7.7
2013-03-15 21:00 | 22:00 | 2.8 | 59 | 7.2
2013-03-15 22:00 | 23:00 | 2.8 | 59 | 7.2
2013-03-15 23:00 | 24:00 | 2.2 | 56 | 6.2
2013-03-16 | 1:00 | 1.7 | 50 | 5.7
2013-03-16 01:00 | 2:00 | 1.7 | 50 | 6.7
2013-03-16 02:00 | 3:00 | 0 | 45 | 4.1
2013-03-16 03:00 | 4:00 | -0.6 | 49 | 4.1
2013-03-16 04:00 | 5:00 | -0.6 | 49 | 3.6
2013-03-16 05:00 | 6:00 | -1.1 | 51 | 3.6
2013-03-16 06:00 | 7:00 | -1.1 | 47 | 4.1
2013-03-16 07:00 | 8:00 | -1.1 | 47 | 4.1
2013-03-16 08:00 | 9:00 | 0.6 | 35 | 4.6
2013-03-16 09:00 | 10:00 | 0.6 | 35 | 4.6
2013-03-16 10:00 | 11:00 | 0.6 | 35 | 4.6
2013-03-16 11:00 | 12:00 | 1.7 | 26 | 3.1
2013-03-16 12:00 | 13:00 | 2.2 | 27 | 5.2
2013-03-16 13:00 | 14:00 | 2.2 | 27 | 7.7
2013-03-16 14:00 | 15:00 | 3.3 | 23 | 8.8
2013-03-16 15:00 | 16:00 | 3.9 | 23 | 5.7
2013-03-16 16:00 | 17:00 | 3.9 | 23 | 7.7
2013-03-16 17:00 | 18:00 | 3.3 | 23 | 9.8
2013-03-16 18:00 | 19:00 | 2.8 | 30 | 7.2
2013-03-16 19:00 | 20:00 | 2.8 | 30 | 7.2
2013-03-16 20:00 | 21:00 | 1.7 | 46 | 9.3
2013-03-16 21:00 | 22:00 | 1.1 | 50 | 8.8
2013-03-16 22:00 | 23:00 | 1.1 | 50 | 9.8
2013-03-16 23:00 | 24:00 | -0.6 | 41 | 9.8
2013-03-17 | 1:00 | -1.7 | 44 | 9.3
2013-03-17 01:00 | 2:00 | -1.7 | 44 | 10.3
2013-03-17 02:00 | 3:00 | -1.1 | 40 | 10.3
2013-03-17 03:00 | 4:00 | -1.7 | 42 | 11.3
2013-03-17 04:00 | 5:00 | -1.7 | 42 | 8.2
2013-03-17 05:00 | 6:00 | -2.2 | 44 | 9.8
2013-03-17 06:00 | 7:00 | -1.7 | 44 | 9.8
2013-03-17 07:00 | 8:00 | -1.7 | 44 | 11.3
2013-03-17 08:00 | 9:00 | 0 | 37 | 11.8
2013-03-17 09:00 | 10:00 | 1.1 | 29 | 11.3
2013-03-17 10:00 | 11:00 | 1.1 | 29 | 11.8
2013-03-17 11:00 | 12:00 | 3.3 | 25 | 11.3
2013-03-17 12:00 | 13:00 | 3.3 | 23 | 11.8
2013-03-17 13:00 | 14:00 | 3.3 | 23 | 12.4
2013-03-17 14:00 | 15:00 | 2.2 | 20 | 11.3
2013-03-17 15:00 | 16:00 | 2.2 | 21 | 10.8
2013-03-17 16:00 | 17:00 | 2.2 | 21 | 10.3
2013-03-17 17:00 | 18:00 | 1.1 | 25 | 7.7
2013-03-17 18:00 | 19:00 | 0.6 | 24 | 5.7
2013-03-17 19:00 | 20:00 | 0.6 | 24 | 6.2
2013-03-17 20:00 | 21:00 | -1.1 | 28 | 9.3
2013-03-17 21:00 | 22:00 | -2.2 | 31 | 10.8
2013-03-17 22:00 | 23:00 | -2.2 | 31 | 10.8
2013-03-17 23:00 | 24:00 | -3.3 | 26 | 10.3
2013-03-18 | 1:00 | -4.4 | 29 | 12.9
2013-03-18 01:00 | 2:00 | -4.4 | 29 | 10.8
2013-03-18 02:00 | 3:00 | -5.6 | 32 | 11.8
2013-03-18 03:00 | 4:00 | -6.1 | 31 | 12.4
2013-03-18 04:00 | 5:00 | -6.1 | 31 | 13.4
2013-03-18 05:00 | 6:00 | -6.1 | 33 | 12.4
2013-03-18 06:00 | 7:00 | -5.6 | 32 | 12.9
2013-03-18 07:00 | 8:00 | -5.6 | 32 | 12.4
2013-03-18 08:00 | 9:00 | -2.8 | 28 | 13.9
2013-03-18 09:00 | 10:00 | -2.8 | 40 | 11.8
2013-03-18 10:00 | 11:00 | -2.8 | 40 | 10.3
2013-03-18 11:00 | 12:00 | -0.6 | 35 | 11.3
2013-03-18 12:00 | 13:00 | 0.6 | 39 | 11.8
2013-03-18 13:00 | 14:00 | 0.6 | 39 | 9.3
2013-03-18 14:00 | 15:00 | 0 | 54 | 10.3
2013-03-18 15:00 | 16:00 | 0 | 57 | 11.3
2013-03-18 16:00 | 17:00 | 0 | 57 | 10.3
2013-03-18 17:00 | 18:00 | 0.6 | 52 | 9.3
2013-03-18 18:00 | 19:00 | 0.6 | 54 | 9.3
2013-03-18 19:00 | 20:00 | 0.6 | 54 | 8.2
2013-03-18 20:00 | 21:00 | 0 | 52 | 6.7
2013-03-18 21:00 | 22:00 | -1 | 71 | 6.7
2013-03-18 22:00 | 23:00 | -1.7 | 80 | 5.2
2013-03-18 23:00 | 24:00 | -2 | 92 | 5.7
2013-03-19 | 1:00 | -0.6 | 91 | 4.1
2013-03-19 01:00 | 2:00 | -0.6 | 91 | 5.2
2013-03-19 02:00 | 3:00 | 0 | 91 | 4.6
2013-03-19 03:00 | 4:00 | 0 | 92 | 4.1
2013-03-19 04:00 | 5:00 | 0 | 95 | 4.1
2013-03-19 05:00 | 6:00 | 0 | 92 | 5.7
2013-03-19 06:00 | 7:00 | 0 | 100 | 5.2
2013-03-19 07:00 | 8:00 | 0 | 100 | 5.2
2013-03-19 08:00 | 9:00 | 1 | 100 | 6.2
2013-03-19 09:00 | 10:00 | 1 | 100 | 4.1
2013-03-19 10:00 | 11:00 | 1.1 | 96 | 4.1
2013-03-19 11:00 | 12:00 | 1 | 100 | 3.1
2013-03-19 12:00 | 13:00 | 2 | 93 | 6.2
2013-03-19 13:00 | 14:00 | 1.7 | 96 | 5.7
2013-03-19 14:00 | 15:00 | 1 | 100 | 6.7
2013-03-19 15:00 | 16:00 | 0 | 100 | 7.7
2013-03-19 16:00 | 17:00 | 0.6 | 96 | 5.7
2013-03-19 17:00 | 18:00 | 1 | 93 | 7.2
2013-03-19 18:00 | 19:00 | 1 | 93 | 6.2
2013-03-19 19:00 | 20:00 | 0.6 | 96 | 6.2
2013-03-19 20:00 | 21:00 | 1 | 86 | 5.2
2013-03-19 21:00 | 22:00 | -1.7 | 91 | 3.6
2013-03-19 22:00 | 23:00 | -1.7 | 91 | 3.1
2013-03-19 23:00 | 24:00 | -2.2 | 79 | 3.1
2013-03-20 | 1:00 | -2.8 | 79 | 3.6
2013-03-20 01:00 | 2:00 | -2.8 | 79 | 1
2013-03-20 02:00 | 3:00 | -3.3 | 79 | 1.5
2013-03-20 03:00 | 4:00 | -2 | 71 | 3.6
2013-03-20 04:00 | 5:00 | -2.2 | 72 | 2.1
2013-03-20 05:00 | 6:00 | -2.2 | 65 | 2.6
2013-03-20 06:00 | 7:00 | -1.7 | 63 | 2.1
2013-03-20 07:00 | 8:00 | -1.7 | 63 | 2.1
2013-03-20 08:00 | 9:00 | -0.6 | 57 | 2.1
2013-03-20 09:00 | 10:00 | 0 | 52 | 3.1
2013-03-20 10:00 | 11:00 | 0 | 52 | 2.1
2013-03-20 11:00 | 12:00 | 2.2 | 42 | 4.1
2013-03-20 12:00 | 13:00 | 2.2 | 40 | 6.2
2013-03-20 13:00 | 14:00 | 2.2 | 40 | 6.7
2013-03-20 14:00 | 15:00 | 3.3 | 37 | 7.7
2013-03-20 15:00 | 16:00 | 3.3 | 37 | 7.2
2013-03-20 16:00 | 17:00 | 3.3 | 37 | 4.1
2013-03-20 17:00 | 18:00 | 2.8 | 40 | 5.2
2013-03-20 18:00 | 19:00 | 2.2 | 44 | 4.1
2013-03-20 19:00 | 20:00 | 2.2 | 44 | 3.6
2013-03-20 20:00 | 21:00 | 1.1 | 48 | 3.6
2013-03-20 21:00 | 22:00 | 0 | 54 | 2.1
2013-03-20 22:00 | 23:00 | 0 | 54 | 4.1
2013-03-20 23:00 | 24:00 | 0 | 52 | 4.6
2013-03-21 | 1:00 | 0 | 52 | 5.7
2013-03-21 01:00 | 2:00 | 0 | 52 | 6.2
2013-03-21 02:00 | 3:00 | 0 | 47 | 5.7
2013-03-21 03:00 | 4:00 | -0.6 | 52 | 4.6
2013-03-21 04:00 | 5:00 | -0.6 | 52 | 5.2
2013-03-21 05:00 | 6:00 | -0.6 | 52 | 5.2
2013-03-21 06:00 | 7:00 | -0.6 | 54 | 6.2
2013-03-21 07:00 | 8:00 | -0.6 | 54 | 6.2
2013-03-21 08:00 | 9:00 | 0.6 | 43 | 5.7
2013-03-21 09:00 | 10:00 | 0.6 | 41 | 5.7
2013-03-21 10:00 | 11:00 | 0.6 | 41 | 5.7
2013-03-21 11:00 | 12:00 | 1.1 | 48 | 6.2
2013-03-21 12:00 | 13:00 | 0.6 | 60 | 7.2
2013-03-21 13:00 | 14:00 | 0.6 | 60 | 7.7
2013-03-21 14:00 | 15:00 | 0.6 | 63 | 7.7
2013-03-21 15:00 | 16:00 | 0 | 69 | 5.2
2013-03-21 16:00 | 17:00 | 0 | 69 | 5.2
2013-03-21 17:00 | 18:00 | -1 | 85 | 6.7
2013-03-21 18:00 | 19:00 | -1 | 85 | 4.1
2013-03-21 19:00 | 20:00 | -1.1 | 87 | 6.7
2013-03-21 20:00 | 21:00 | -1 | 92 | 6.7
2013-03-21 21:00 | 22:00 | 0 | 85 | 5.7
2013-03-21 22:00 | 23:00 | 0 | 83 | 6.2
2013-03-21 23:00 | 24:00 | -1 | 85 | 5.2
2013-03-22 | 1:00 | 0 | 62 | 6.2
2013-03-22 01:00 | 2:00 | 0 | 62 | 5.7
2013-03-22 02:00 | 3:00 | -0.6 | 54 | 4.1
2013-03-22 03:00 | 4:00 | -0.6 | 54 | 4.6
2013-03-22 04:00 | 5:00 | -0.6 | 54 | 4.6
2013-03-22 05:00 | 6:00 | -1.1 | 57 | 4.6
2013-03-22 06:00 | 7:00 | -1.1 | 57 | 6.7
2013-03-22 07:00 | 8:00 | -1.1 | 57 | 6.2
2013-03-22 08:00 | 9:00 | 1.1 | 50 | 6.2
2013-03-22 09:00 | 10:00 | 2.2 | 46 | 5.2
2013-03-22 10:00 | 11:00 | 2.2 | 46 | 7.2
2013-03-22 11:00 | 12:00 | 3.3 | 35 | 7.2
2013-03-22 12:00 | 13:00 | 3.9 | 35 | 7.7
2013-03-22 13:00 | 14:00 | 3.9 | 35 | 6.7
2013-03-22 14:00 | 15:00 | 3.3 | 39 | 6.7
2013-03-22 15:00 | 16:00 | 3.9 | 37 | 6.2
2013-03-22 16:00 | 17:00 | 3.9 | 37 | 5.7
2013-03-22 17:00 | 18:00 | 3.3 | 41 | 5.2
2013-03-22 18:00 | 19:00 | 2.8 | 42 | 4.6
2013-03-22 19:00 | 20:00 | 2.8 | 42 | 4.1
2013-03-22 20:00 | 21:00 | 1.7 | 48 | 0.5
2013-03-22 21:00 | 22:00 | 0.6 | 47 | 5.7
2013-03-22 22:00 | 23:00 | 0.6 | 47 | 3.1
2013-03-22 23:00 | 24:00 | -0.6 | 54 | 4.6
2013-03-23 | 1:00 | -0.6 | 54 | 5.2
2013-03-23 01:00 | 2:00 | -0.6 | 54 | 6.2
2013-03-23 02:00 | 3:00 | -1.1 | 57 | 4.1
2013-03-23 03:00 | 4:00 | -1.1 | 60 | 4.1
2013-03-23 04:00 | 5:00 | -1.1 | 60 | 2.6
2013-03-23 05:00 | 6:00 | -0.6 | 60 | 1.5
2013-03-23 06:00 | 7:00 | 0.6 | 57 | 0
2013-03-23 07:00 | 8:00 | 0.6 | 57 | 2.1
2013-03-23 08:00 | 9:00 | 2.8 | 44 | 3.1
2013-03-23 09:00 | 10:00 | 3.3 | 41 | 4.6
2013-03-23 10:00 | 11:00 | 3.3 | 41 | 5.7
2013-03-23 11:00 | 12:00 | 4.4 | 38 | 5.2
2013-03-23 12:00 | 13:00 | 5 | 35 | 5.2
2013-03-23 13:00 | 14:00 | 5 | 35 | 5.7
2013-03-23 14:00 | 15:00 | 6.1 | 30 | 6.2
2013-03-23 15:00 | 16:00 | 6.7 | 29 | 6.2
2013-03-23 16:00 | 17:00 | 6.7 | 29 | 5.2
2013-03-23 17:00 | 18:00 | 5 | 31 | 3.1
2013-03-23 18:00 | 19:00 | 4.4 | 34 | 3.6
2013-03-23 19:00 | 20:00 | 4.4 | 34 | 2.6
2013-03-23 20:00 | 21:00 | 3.3 | 39 | 2.1
2013-03-23 21:00 | 22:00 | 2.8 | 42 | 1.5
2013-03-23 22:00 | 23:00 | 2.8 | 42 | 2.1
2013-03-23 23:00 | 24:00 | 2.2 | 44 | 1.5
2013-03-24 | 1:00 | 1.7 | 46 | 2.1
2013-03-24 01:00 | 2:00 | 1.7 | 46 | 2.1
2013-03-24 02:00 | 3:00 | 1.1 | 50 | 1
2013-03-24 03:00 | 4:00 | 0.6 | 52 | 2.6
2013-03-24 04:00 | 5:00 | 0.6 | 52 | 2.1
2013-03-24 05:00 | 6:00 | 0.6 | 54 | 2.6
2013-03-24 06:00 | 7:00 | 1.1 | 55 | 2.1
2013-03-24 07:00 | 8:00 | 1.1 | 55 | 3.1
2013-03-24 08:00 | 9:00 | 4.4 | 46 | 2.1
2013-03-24 09:00 | 10:00 | 5.6 | 40 | 4.1
2013-03-24 10:00 | 11:00 | 5.6 | 40 | 4.6
2013-03-24 11:00 | 12:00 | 6.7 | 37 | 4.6
2013-03-24 12:00 | 13:00 | 7.2 | 36 | 5.2
2013-03-24 13:00 | 14:00 | 7.2 | 36 | 5.2
2013-03-24 14:00 | 15:00 | 8.9 | 33 | 5.7
2013-03-24 15:00 | 16:00 | 8.9 | 35 | 5.2
2013-03-24 16:00 | 17:00 | 8.9 | 35 | 5.2
2013-03-24 17:00 | 18:00 | 3.9 | 63 | 3.6
2013-03-24 18:00 | 19:00 | 4.4 | 58 | 2.1
2013-03-24 19:00 | 20:00 | 4.4 | 58 | 2.1
2013-03-24 20:00 | 21:00 | 3.3 | 72 | 2.6
2013-03-24 21:00 | 22:00 | 3.3 | 66 | 3.1
2013-03-24 22:00 | 23:00 | 3.3 | 66 | 3.6
2013-03-24 23:00 | 24:00 | 3.9 | 57 | 3.6
2013-03-25 | 1:00 | 2.8 | 65 | 3.6
2013-03-25 01:00 | 2:00 | 2.8 | 65 | 4.1
2013-03-25 02:00 | 3:00 | 2.2 | 62 | 4.6
2013-03-25 03:00 | 4:00 | 1.7 | 61 | 3.1
2013-03-25 04:00 | 5:00 | 1.7 | 61 | 3.6
2013-03-25 05:00 | 6:00 | 1.1 | 70 | 3.1
2013-03-25 06:00 | 7:00 | 1.7 | 74 | 2.6
2013-03-25 07:00 | 8:00 | 1.7 | 74 | 3.1
2013-03-25 08:00 | 9:00 | 5 | 75 | 5.7
2013-03-25 09:00 | 10:00 | 6 | 70 | 5.7
2013-03-25 10:00 | 11:00 | 5.6 | 76 | 5.2
2013-03-25 11:00 | 12:00 | 6.7 | 73 | 6.7
2013-03-25 12:00 | 13:00 | 6.1 | 73 | 6.7
2013-03-25 13:00 | 14:00 | 6.1 | 73 | 7.2
2013-03-25 14:00 | 15:00 | 5.6 | 73 | 6.7
2013-03-25 15:00 | 16:00 | 4.4 | 73 | 6.2
2013-03-25 16:00 | 17:00 | 4.4 | 73 | 5.2
2013-03-25 17:00 | 18:00 | 3.9 | 72 | 4.1
2013-03-25 18:00 | 19:00 | 3.3 | 72 | 3.6
2013-03-25 19:00 | 20:00 | 3.3 | 72 | 2.1
2013-03-25 20:00 | 21:00 | 3.9 | 69 | 2.1
2013-03-25 21:00 | 22:00 | 3.9 | 69 | 2.6
2013-03-25 22:00 | 23:00 | 3.9 | 69 | 2.1
2013-03-25 23:00 | 24:00 | 3 | 74 | 2.1
2013-03-26 | 1:00 | 2 | 80 | 3.6
2013-03-26 01:00 | 2:00 | 1.7 | 81 | 3.1
2013-03-26 02:00 | 3:00 | 1 | 86 | 5.7
2013-03-26 03:00 | 4:00 | 1.7 | 74 | 3.6
2013-03-26 04:00 | 5:00 | 1.7 | 74 | 4.6
2013-03-26 05:00 | 6:00 | 1.7 | 67 | 4.1
2013-03-26 06:00 | 7:00 | 2.8 | 59 | 3.6
2013-03-26 07:00 | 8:00 | 2.8 | 59 | 4.1
2013-03-26 08:00 | 9:00 | 5 | 44 | 2.6
2013-03-26 09:00 | 10:00 | 6.1 | 37 | 4.1
2013-03-26 10:00 | 11:00 | 6.1 | 37 | 2.6
2013-03-26 11:00 | 12:00 | 7.8 | 35 | 4.6
2013-03-26 12:00 | 13:00 | 7.8 | 36 | 6.7
2013-03-26 13:00 | 14:00 | 7.8 | 36 | 6.7
2013-03-26 14:00 | 15:00 | 10 | 28 | 6.2
2013-03-26 15:00 | 16:00 | 9.4 | 27 | 3.6
2013-03-26 16:00 | 17:00 | 9.4 | 27 | 8.2
2013-03-26 17:00 | 18:00 | 8.9 | 25 | 7.7
2013-03-26 18:00 | 19:00 | 8.3 | 28 | 8.2
2013-03-26 19:00 | 20:00 | 8.3 | 28 | 7.7
2013-03-26 20:00 | 21:00 | 6.1 | 37 | 6.7
2013-03-26 21:00 | 22:00 | 5.6 | 38 | 7.2
2013-03-26 22:00 | 23:00 | 5.6 | 38 | 5.7
2013-03-26 23:00 | 24:00 | 4.4 | 41 | 6.2
2013-03-27 | 1:00 | 3.3 | 47 | 6.7
2013-03-27 01:00 | 2:00 | 3.3 | 47 | 4.6
2013-03-27 02:00 | 3:00 | 2.8 | 49 | 4.6
2013-03-27 03:00 | 4:00 | 2.8 | 49 | 6.7
2013-03-27 04:00 | 5:00 | 2.8 | 49 | 5.2
2013-03-27 05:00 | 6:00 | 2.8 | 46 | 3.1
2013-03-27 06:00 | 7:00 | 3.3 | 45 | 3.1
2013-03-27 07:00 | 8:00 | 3.3 | 45 | 2.6
2013-03-27 08:00 | 9:00 | 7.8 | 36 | 5.2
2013-03-27 09:00 | 10:00 | 9.4 | 34 | 6.7
2013-03-27 10:00 | 11:00 | 9.4 | 34 | 6.7
2013-03-27 11:00 | 12:00 | 10.6 | 31 | 8.2
2013-03-27 12:00 | 13:00 | 10.6 | 29 | 8.8
2013-03-27 13:00 | 14:00 | 10.6 | 29 | 8.2
2013-03-27 14:00 | 15:00 | 11.1 | 26 | 9.8
2013-03-27 15:00 | 16:00 | 11.1 | 28 | 6.7
2013-03-27 16:00 | 17:00 | 11.1 | 28 | 6.7
2013-03-27 17:00 | 18:00 | 9.4 | 31 | 6.7
2013-03-27 18:00 | 19:00 | 6.1 | 62 | 4.6
2013-03-27 19:00 | 20:00 | 6.1 | 62 | 4.6
2013-03-27 20:00 | 21:00 | 7.2 | 48 | 4.6
2013-03-27 21:00 | 22:00 | 6.1 | 56 | 4.6
2013-03-27 22:00 | 23:00 | 6.1 | 56 | 2.6
2013-03-27 23:00 | 24:00 | 5 | 64 | 4.1
2013-03-28 | 1:00 | 3.9 | 79 | 5.7
2013-03-28 01:00 | 2:00 | 3.9 | 79 | 5.2
2013-03-28 02:00 | 3:00 | 3 | 87 | 4.1
2013-03-28 03:00 | 4:00 | 3.3 | 82 | 5.2
2013-03-28 04:00 | 5:00 | 3.3 | 82 | 3.6
2013-03-28 05:00 | 6:00 | 4 | 81 | 3.6
2013-03-28 06:00 | 7:00 | 3.9 | 79 | 2.6
2013-03-28 07:00 | 8:00 | 3.9 | 79 | 2.1
2013-03-28 08:00 | 9:00 | 7.2 | 57 | 3.1
2013-03-28 09:00 | 10:00 | 8.3 | 51 | 4.1
2013-03-28 10:00 | 11:00 | 8.3 | 51 | 4.6
2013-03-28 11:00 | 12:00 | 6.7 | 57 | 4.6
2013-03-28 12:00 | 13:00 | 6.7 | 59 | 5.2
2013-03-28 13:00 | 14:00 | 6.7 | 59 | 6.2
2013-03-28 14:00 | 15:00 | 6.7 | 59 | 5.7
2013-03-28 15:00 | 16:00 | 5.6 | 64 | 5.7
2013-03-28 16:00 | 17:00 | 5.6 | 64 | 3.6
2013-03-28 17:00 | 18:00 | 5.6 | 67 | 6.2
2013-03-28 18:00 | 19:00 | 7.2 | 60 | 5.2
2013-03-28 19:00 | 20:00 | 7.2 | 60 | 6.2
2013-03-28 20:00 | 21:00 | 7.2 | 57 | 5.2
2013-03-28 21:00 | 22:00 | 7.2 | 57 | 7.2
2013-03-28 22:00 | 23:00 | 7.2 | 57 | 6.2
2013-03-28 23:00 | 24:00 | 6.7 | 57 | 4.1
2013-03-29 | 1:00 | 6.1 | 56 | 4.1
2013-03-29 01:00 | 2:00 | 6.1 | 56 | 7.2
2013-03-29 02:00 | 3:00 | 5.6 | 58 | 8.2
2013-03-29 03:00 | 4:00 | 5 | 61 | 8.8
2013-03-29 04:00 | 5:00 | 5 | 61 | 7.7
2013-03-29 05:00 | 6:00 | 4.4 | 67 | 6.7
2013-03-29 06:00 | 7:00 | 6.1 | 62 | 7.7
2013-03-29 07:00 | 8:00 | 6.1 | 62 | 9.8
2013-03-29 08:00 | 9:00 | 10 | 50 | 9.3
2013-03-29 09:00 | 10:00 | 10 | 50 | 8.8
2013-03-29 10:00 | 11:00 | 10 | 50 | 8.8
2013-03-29 11:00 | 12:00 | 12.2 | 41 | 8.8
2013-03-29 12:00 | 13:00 | 12.8 | 36 | 8.2
2013-03-29 13:00 | 14:00 | 12.8 | 36 | 10.3
2013-03-29 14:00 | 15:00 | 11.7 | 46 | 9.8
2013-03-29 15:00 | 16:00 | 11.1 | 44 | 7.7
2013-03-29 16:00 | 17:00 | 11.1 | 44 | 7.7
2013-03-29 17:00 | 18:00 | 8.9 | 61 | 8.2
2013-03-29 18:00 | 19:00 | 7.8 | 63 | 8.2
2013-03-29 19:00 | 20:00 | 7.8 | 63 | 7.2
2013-03-29 20:00 | 21:00 | 8.9 | 49 | 6.2
2013-03-29 21:00 | 22:00 | 8.3 | 51 | 8.2
2013-03-29 22:00 | 23:00 | 8.3 | 51 | 8.8
2013-03-29 23:00 | 24:00 | 7.2 | 57 | 8.2
2013-03-30 | 1:00 | 7.2 | 55 | 6.7
2013-03-30 01:00 | 2:00 | 7.2 | 55 | 8.2
2013-03-30 02:00 | 3:00 | 6.7 | 57 | 6.7
2013-03-30 03:00 | 4:00 | 5.6 | 58 | 5.7
2013-03-30 04:00 | 5:00 | 5.6 | 58 | 5.7
2013-03-30 05:00 | 6:00 | 5 | 61 | 6.2
2013-03-30 06:00 | 7:00 | 6.1 | 56 | 6.2
2013-03-30 07:00 | 8:00 | 6.1 | 56 | 7.2
2013-03-30 08:00 | 9:00 | 9.4 | 37 | 8.8
2013-03-30 09:00 | 10:00 | 11.1 | 33 | 8.2
2013-03-30 10:00 | 11:00 | 11.1 | 33 | 11.3
2013-03-30 11:00 | 12:00 | 11.1 | 32 | 12.4
2013-03-30 12:00 | 13:00 | 10 | 43 | 11.3
2013-03-30 13:00 | 14:00 | 10 | 43 | 8.2
2013-03-30 14:00 | 15:00 | 9.4 | 49 | 9.8
2013-03-30 15:00 | 16:00 | 8.9 | 54 | 9.3
2013-03-30 16:00 | 17:00 | 8.9 | 54 | 11.3
2013-03-30 17:00 | 18:00 | 7.8 | 58 | 9.3
2013-03-30 18:00 | 19:00 | 8.3 | 51 | 8.8
2013-03-30 19:00 | 20:00 | 8.3 | 51 | 8.2
2013-03-30 20:00 | 21:00 | 6.7 | 57 | 8.2
2013-03-30 21:00 | 22:00 | 6.1 | 59 | 6.2
2013-03-30 22:00 | 23:00 | 6.1 | 59 | 6.2
2013-03-30 23:00 | 24:00 | 5.6 | 56 | 7.2
2013-03-31 | 1:00 | 5 | 42 | 7.2
2013-03-31 01:00 | 2:00 | 5 | 42 | 6.2
2013-03-31 02:00 | 3:00 | 3.3 | 55 | 8.2
2013-03-31 03:00 | 4:00 | 2.8 | 62 | 8.8
2013-03-31 04:00 | 5:00 | 2.8 | 62 | 6.2
2013-03-31 05:00 | 6:00 | 1.7 | 55 | 7.2
2013-03-31 06:00 | 7:00 | 3.9 | 66 | 9.3
2013-03-31 07:00 | 8:00 | 3.9 | 66 | 9.8
2013-03-31 08:00 | 9:00 | 7.2 | 42 | 9.3
2013-03-31 09:00 | 10:00 | 10 | 36 | 9.8
2013-03-31 10:00 | 11:00 | 10 | 36 | 10.3
2013-03-31 11:00 | 12:00 | 10 | 56 | 8.8
2013-03-31 12:00 | 13:00 | 14.4 | 26 | 8.2
2013-03-31 13:00 | 14:00 | 14.4 | 26 | 8.2
2013-03-31 14:00 | 15:00 | 13.9 | 28 | 7.7
2013-03-31 15:00 | 16:00 | 12.2 | 31 | 6.7
2013-03-31 16:00 | 17:00 | 12.2 | 31 | 5.2
2013-03-31 17:00 | 18:00 | 10.6 | 48 | 5.2
2013-03-31 18:00 | 19:00 | 9.3 | 59 | 4.1
2013-03-31 19:00 | 20:00 | 8.9 | 61 | 4.6
2013-03-31 20:00 | 21:00 | 8.2 | 68 | 6.2
2013-03-31 21:00 | 22:00 | 6.5 | 60 | 5.8
2013-03-31 22:00 | 23:00 | 5 | 49 | 5.5
2013-03-31 23:00 | 24:00 | 3 | 41 | 5.1
2015-04-01 | 1:00 | 1.1 | 32 | 4.7
2015-04-01 01:00 | 2:00 | 0.4 | 33 | 4.3
2015-04-01 02:00 | 3:00 | -0.4 | 34 | 4
2015-04-01 03:00 | 4:00 | -0.6 | 33 | 3.6
2015-04-01 04:00 | 5:00 | -0.4 | 32 | 4.1
2015-04-01 05:00 | 6:00 | 0.3 | 30 | 5.7
2015-04-01 06:00 | 7:00 | 0 | 30 | 4.6
2015-04-01 07:00 | 8:00 | 0 | 30 | 3.1
2015-04-01 08:00 | 9:00 | 2.2 | 27 | 4.6
2015-04-01 09:00 | 10:00 | 3.9 | 24 | 5.2
2015-04-01 10:00 | 11:00 | 3.9 | 24 | 3.6
2015-04-01 11:00 | 12:00 | 6.1 | 21 | 4.6
2015-04-01 12:00 | 13:00 | 6.7 | 19 | 4.1
2015-04-01 13:00 | 14:00 | 6.7 | 19 | 4.6
2015-04-01 14:00 | 15:00 | 7.8 | 17 | 6.2
2015-04-01 15:00 | 16:00 | 8.3 | 16 | 5.2
2015-04-01 16:00 | 17:00 | 8.3 | 16 | 5.7
2015-04-01 17:00 | 18:00 | 6.7 | 17 | 4.6
2015-04-01 18:00 | 19:00 | 5.6 | 15 | 6.2
2015-04-01 19:00 | 20:00 | 5.6 | 15 | 5.2
2015-04-01 20:00 | 21:00 | 2.8 | 22 | 3.6
2015-04-01 21:00 | 22:00 | 2.8 | 22 | 3.1
2015-04-01 22:00 | 23:00 | 2.8 | 22 | 3.1
2015-04-01 23:00 | 24:00 | 2.8 | 26 | 2.6
2015-04-02 | 1:00 | 2.2 | 28 | 3.1
2015-04-02 01:00 | 2:00 | 2.2 | 28 | 2.1
2015-04-02 02:00 | 3:00 | 1.7 | 31 | 2.1
2015-04-02 03:00 | 4:00 | 1.1 | 34 | 2.6
2015-04-02 04:00 | 5:00 | 1.1 | 34 | 2.1
2015-04-02 05:00 | 6:00 | -0.6 | 49 | 4.1
2015-04-02 06:00 | 7:00 | 0.6 | 43 | 2.6
2015-04-02 07:00 | 8:00 | 0.6 | 43 | 2.1
2015-04-02 08:00 | 9:00 | 3.9 | 31 | 3.1
2015-04-02 09:00 | 10:00 | 5.6 | 25 | 3.6
2015-04-02 10:00 | 11:00 | 5.6 | 25 | 3.6
2015-04-02 11:00 | 12:00 | 11.1 | 29 | 4.6
2015-04-02 12:00 | 13:00 | 13.3 | 29 | 5.2
2015-04-02 13:00 | 14:00 | 13.3 | 29 | 5.7
2015-04-02 14:00 | 15:00 | 14.4 | 35 | 5.7
2015-04-02 15:00 | 16:00 | 13.9 | 40 | 6.2
2015-04-02 16:00 | 17:00 | 13.9 | 40 | 6.7
2015-04-02 17:00 | 18:00 | 12.8 | 36 | 5.2
2015-04-02 18:00 | 19:00 | 11.7 | 39 | 5.7
2015-04-02 19:00 | 20:00 | 11.7 | 39 | 5.2
2015-04-02 20:00 | 21:00 | 11.1 | 35 | 3.6
2015-04-02 21:00 | 22:00 | 11.1 | 39 | 3.1
2015-04-02 22:00 | 23:00 | 11.1 | 39 | 2.1
2015-04-02 23:00 | 24:00 | 10 | 66 | 4.1
2015-04-03 | 1:00 | 10 | 74 | 5.2
2015-04-03 01:00 | 2:00 | 10 | 74 | 6.2
2015-04-03 02:00 | 3:00 | 11.1 | 66 | 5.2
2015-04-03 03:00 | 4:00 | 11.7 | 61 | 7.2
2015-04-03 04:00 | 5:00 | 11.7 | 61 | 6.2
2015-04-03 05:00 | 6:00 | 11.1 | 69 | 7.7
2015-04-03 06:00 | 7:00 | 11.7 | 66 | 7.2
2015-04-03 07:00 | 8:00 | 11.7 | 66 | 8.2
2015-04-03 08:00 | 9:00 | 11.1 | 74 | 7.2
2015-04-03 09:00 | 10:00 | 11.7 | 71 | 8.2
2015-04-03 10:00 | 11:00 | 11.7 | 71 | 9.3
2015-04-03 11:00 | 12:00 | 14.4 | 70 | 8.8
2015-04-03 12:00 | 13:00 | 14.4 | 65 | 9.8
2015-04-03 13:00 | 14:00 | 14.4 | 65 | 9.3
2015-04-03 14:00 | 15:00 | 13.9 | 69 | 11.3
2015-04-03 15:00 | 16:00 | 13.9 | 72 | 12.4
2015-04-03 16:00 | 17:00 | 13.9 | 72 | 9.8
2015-04-03 17:00 | 18:00 | 12.8 | 77 | 9.8
2015-04-03 18:00 | 19:00 | 10.6 | 89 | 10.3
2015-04-03 19:00 | 20:00 | 10.6 | 89 | 9.8
2015-04-03 20:00 | 21:00 | 10.6 | 96 | 8.8
2015-04-03 21:00 | 22:00 | 8.3 | 100 | 5.7
2015-04-03 22:00 | 23:00 | 8.3 | 100 | 5.7
2015-04-03 23:00 | 24:00 | 8 | 100 | 10.3
2015-04-04 | 1:00 | 8 | 100 | 11.8
2015-04-04 01:00 | 2:00 | 7.8 | 100 | 11.8
2015-04-04 02:00 | 3:00 | 8 | 100 | 10.3
2015-04-04 03:00 | 4:00 | 7.8 | 100 | 8.8
2015-04-04 04:00 | 5:00 | 8 | 100 | 6.2
2015-04-04 05:00 | 6:00 | 9 | 100 | 4.1
2015-04-04 06:00 | 7:00 | 9 | 93 | 2.6
2015-04-04 07:00 | 8:00 | 8.9 | 93 | 5.2
2015-04-04 08:00 | 9:00 | 10 | 74 | 6.2
2015-04-04 09:00 | 10:00 | 10 | 63 | 8.8
2015-04-04 10:00 | 11:00 | 10 | 63 | 7.7
2015-04-04 11:00 | 12:00 | 10 | 50 | 7.7
2015-04-04 12:00 | 13:00 | 8.9 | 41 | 9.8
2015-04-04 13:00 | 14:00 | 8.9 | 41 | 9.8
2015-04-04 14:00 | 15:00 | 7.8 | 36 | 7.7
2015-04-04 15:00 | 16:00 | 7.2 | 33 | 8.8
2015-04-04 16:00 | 17:00 | 7.2 | 33 | 8.2
2015-04-04 17:00 | 18:00 | 5.6 | 30 | 7.7
2015-04-04 18:00 | 19:00 | 4.4 | 31 | 8.8
2015-04-04 19:00 | 20:00 | 4.4 | 31 | 7.7
2015-04-04 20:00 | 21:00 | 3.3 | 37 | 8.2
2015-04-04 21:00 | 22:00 | 3.3 | 32 | 8.2
2015-04-04 22:00 | 23:00 | 3.3 | 32 | 8.2
2015-04-04 23:00 | 24:00 | 2.2 | 38 | 7.7
2015-04-05 | 1:00 | 2.2 | 40 | 6.7
2015-04-05 01:00 | 2:00 | 2.2 | 40 | 7.2
2015-04-05 02:00 | 3:00 | 0.6 | 49 | 7.2
2015-04-05 03:00 | 4:00 | 0 | 54 | 8.8
2015-04-05 04:00 | 5:00 | 0 | 54 | 8.8
2015-04-05 05:00 | 6:00 | 0.6 | 52 | 8.2
2015-04-05 06:00 | 7:00 | 2.2 | 46 | 9.8
2015-04-05 07:00 | 8:00 | 2.2 | 46 | 8.8
2015-04-05 08:00 | 9:00 | 5.6 | 33 | 9.3
2015-04-05 09:00 | 10:00 | 6.7 | 28 | 9.3
2015-04-05 10:00 | 11:00 | 6.7 | 28 | 10.3
2015-04-05 11:00 | 12:00 | 9.4 | 19 | 9.8
2015-04-05 12:00 | 13:00 | 7.2 | 28 | 10.3
2015-04-05 13:00 | 14:00 | 7.2 | 28 | 9.8
2015-04-05 14:00 | 15:00 | 6.7 | 37 | 9.3
2015-04-05 15:00 | 16:00 | 6.7 | 43 | 8.2
2015-04-05 16:00 | 17:00 | 6.7 | 43 | 7.2
2015-04-05 17:00 | 18:00 | 5 | 58 | 8.2
2015-04-05 18:00 | 19:00 | 4.4 | 61 | 8.8
2015-04-05 19:00 | 20:00 | 4.4 | 61 | 7.7
2015-04-05 20:00 | 21:00 | 3.3 | 72 | 5.7
2015-04-05 21:00 | 22:00 | 3.3 | 72 | 4.1
2015-04-05 22:00 | 23:00 | 3.3 | 72 | 2.1
2015-04-05 23:00 | 24:00 | 3.3 | 66 | 4.1
2015-04-06 | 1:00 | 3.3 | 66 | 4.6
2015-04-06 01:00 | 2:00 | 3.3 | 66 | 5.7
2015-04-06 02:00 | 3:00 | 2.8 | 71 | 5.7
2015-04-06 03:00 | 4:00 | 2.8 | 71 | 4.6
2015-04-06 04:00 | 5:00 | 2.8 | 71 | 5.2
2015-04-06 05:00 | 6:00 | 3.9 | 60 | 6.7
2015-04-06 06:00 | 7:00 | 3.9 | 60 | 7.2
2015-04-06 07:00 | 8:00 | 3.9 | 60 | 7.7
2015-04-06 08:00 | 9:00 | 5 | 53 | 8.2
2015-04-06 09:00 | 10:00 | 4.4 | 55 | 6.2
2015-04-06 10:00 | 11:00 | 5 | 61 | 6.2
2015-04-06 11:00 | 12:00 | 5 | 55 | 6.2
2015-04-06 12:00 | 13:00 | 5 | 55 | 7.2
2015-04-06 13:00 | 14:00 | 5 | 55 | 7.2
2015-04-06 14:00 | 15:00 | 5 | 67 | 7.7
2015-04-06 15:00 | 16:00 | 5 | 73 | 7.7
2015-04-06 16:00 | 17:00 | 5 | 73 | 6.7
2015-04-06 17:00 | 18:00 | 4.4 | 79 | 6.2
2015-04-06 18:00 | 19:00 | 3.9 | 86 | 6.2
2015-04-06 19:00 | 20:00 | 3.9 | 86 | 7.7
2015-04-06 20:00 | 21:00 | 3.9 | 89 | 6.2
2015-04-06 21:00 | 22:00 | 3.9 | 93 | 6.2
2015-04-06 22:00 | 23:00 | 3.9 | 93 | 6.2
2015-04-06 23:00 | 24:00 | 4 | 93 | 6.2
2015-04-07 | 1:00 | 4.4 | 89 | 5.2
2015-04-07 01:00 | 2:00 | 4.4 | 89 | 5.7
2015-04-07 02:00 | 3:00 | 3.9 | 89 | 6.2
2015-04-07 03:00 | 4:00 | 3.9 | 89 | 5.2
2015-04-07 04:00 | 5:00 | 3.9 | 89 | 9.3
2015-04-07 05:00 | 6:00 | 3.3 | 92 | 6.2
2015-04-07 06:00 | 7:00 | 3.9 | 89 | 6.7
2015-04-07 07:00 | 8:00 | 3.9 | 89 | 6.7
2015-04-07 08:00 | 9:00 | 4.4 | 89 | 6.2
2015-04-07 09:00 | 10:00 | 4 | 87 | 4.6
2015-04-07 10:00 | 11:00 | 5 | 82 | 5.7
2015-04-07 11:00 | 12:00 | 5 | 81 | 4.1
2015-04-07 12:00 | 13:00 | 4 | 93 | 5.7
2015-04-07 13:00 | 14:00 | 4.4 | 89 | 6.2
2015-04-07 14:00 | 15:00 | 4.4 | 86 | 6.2
2015-04-07 15:00 | 16:00 | 3.9 | 86 | 5.7
2015-04-07 16:00 | 17:00 | 3.9 | 86 | 4.1
2015-04-07 17:00 | 18:00 | 3.3 | 85 | 7.7
2015-04-07 18:00 | 19:00 | 3.3 | 89 | 6.7
2015-04-07 19:00 | 20:00 | 3.3 | 89 | 7.2
2015-04-07 20:00 | 21:00 | 3.3 | 89 | 8.8
2015-04-07 21:00 | 22:00 | 3.3 | 89 | 7.7
2015-04-07 22:00 | 23:00 | 3.3 | 89 | 8.2
2015-04-07 23:00 | 24:00 | 2.2 | 92 | 7.2
2015-04-08 | 1:00 | 2.8 | 89 | 8.2
2015-04-08 01:00 | 2:00 | 2.8 | 89 | 6.2
2015-04-08 02:00 | 3:00 | 1.7 | 92 | 5.7
2015-04-08 03:00 | 4:00 | 1.7 | 96 | 7.2
2015-04-08 04:00 | 5:00 | 1.7 | 96 | 6.2
2015-04-08 05:00 | 6:00 | 2.2 | 74 | 8.2
2015-04-08 06:00 | 7:00 | 3.3 | 60 | 8.2
2015-04-08 07:00 | 8:00 | 3.3 | 60 | 6.7
2015-04-08 08:00 | 9:00 | 3.9 | 63 | 8.2
2015-04-08 09:00 | 10:00 | 3.9 | 63 | 6.2
2015-04-08 10:00 | 11:00 | 3.9 | 63 | 8.2
2015-04-08 11:00 | 12:00 | 3.3 | 63 | 7.2
2015-04-08 12:00 | 13:00 | 2.8 | 68 | 8.8
2015-04-08 13:00 | 14:00 | 2.8 | 68 | 7.7
2015-04-08 14:00 | 15:00 | 2 | 73 | 7.2
2015-04-08 15:00 | 16:00 | 2 | 80 | 7.7
2015-04-08 16:00 | 17:00 | 2.2 | 85 | 6.2
2015-04-08 17:00 | 18:00 | 2 | 93 | 5.7
2015-04-08 18:00 | 19:00 | 2 | 93 | 5.2
2015-04-08 19:00 | 20:00 | 2.2 | 92 | 7.2
2015-04-08 20:00 | 21:00 | 2 | 93 | 5.7
2015-04-08 21:00 | 22:00 | 1.7 | 88 | 6.2
2015-04-08 22:00 | 23:00 | 1.7 | 88 | 5.2
2015-04-08 23:00 | 24:00 | 1.7 | 92 | 5.2
2015-04-09 | 1:00 | 1.7 | 88 | 5.2
2015-04-09 01:00 | 2:00 | 1.7 | 88 | 4.1
2015-04-09 02:00 | 3:00 | 1.1 | 92 | 5.2
2015-04-09 03:00 | 4:00 | 1.1 | 92 | 5.2
2015-04-09 04:00 | 5:00 | 1.1 | 92 | 6.2
2015-04-09 05:00 | 6:00 | 1 | 93 | 5.7
2015-04-09 06:00 | 7:00 | 1 | 100 | 6.7
2015-04-09 07:00 | 8:00 | 1.1 | 96 | 6.2
2015-04-09 08:00 | 9:00 | 2 | 93 | 4.1
2015-04-09 09:00 | 10:00 | 2.2 | 96 | 4.1
2015-04-09 10:00 | 11:00 | 2.2 | 96 | 4.6
2015-04-09 11:00 | 12:00 | 3 | 93 | 5.7
2015-04-09 12:00 | 13:00 | 2.8 | 92 | 8.2
2015-04-09 13:00 | 14:00 | 2.8 | 92 | 9.8
2015-04-09 14:00 | 15:00 | 2.8 | 96 | 6.2
2015-04-09 15:00 | 16:00 | 3 | 93 | 8.2
2015-04-09 16:00 | 17:00 | 2.8 | 96 | 7.2
2015-04-09 17:00 | 18:00 | 2 | 100 | 9.3
2015-04-09 18:00 | 19:00 | 2 | 100 | 9.3
2015-04-09 19:00 | 20:00 | 2.2 | 96 | 8.2
2015-04-09 20:00 | 21:00 | 2 | 100 | 8.8
2015-04-09 21:00 | 22:00 | 2 | 100 | 7.7
2015-04-09 22:00 | 23:00 | 2.2 | 100 | 8.8
2015-04-09 23:00 | 24:00 | 2 | 100 | 8.2
2015-04-10 | 1:00 | 2.2 | 100 | 9.3
2015-04-10 01:00 | 2:00 | 2.2 | 100 | 7.7
2015-04-10 02:00 | 3:00 | 2.8 | 100 | 9.3
2015-04-10 03:00 | 4:00 | 2.8 | 100 | 8.8
2015-04-10 04:00 | 5:00 | 2.8 | 100 | 8.2
2015-04-10 05:00 | 6:00 | 3 | 100 | 9.3
2015-04-10 06:00 | 7:00 | 3 | 100 | 9.3
2015-04-10 07:00 | 8:00 | 3.3 | 100 | 8.8
2015-04-10 08:00 | 9:00 | 4 | 100 | 7.2
2015-04-10 09:00 | 10:00 | 4 | 100 | 8.8
2015-04-10 10:00 | 11:00 | 4.4 | 100 | 5.2
2015-04-10 11:00 | 12:00 | 6 | 100 | 5.7
2015-04-10 12:00 | 13:00 | 6 | 93 | 9.3
2015-04-10 13:00 | 14:00 | 5 | 100 | 8.2
2015-04-10 14:00 | 15:00 | 6 | 93 | 10.8
2015-04-10 15:00 | 16:00 | 10.6 | 96 | 8.2
2015-04-10 16:00 | 17:00 | 10.6 | 96 | 7.2
2015-04-10 17:00 | 18:00 | 11.7 | 96 | 7.7
2015-04-10 18:00 | 19:00 | 12.2 | 93 | 7.2
2015-04-10 19:00 | 20:00 | 12.2 | 93 | 7.7
2015-04-10 20:00 | 21:00 | 13 | 88 | 12.4
2015-04-10 21:00 | 22:00 | 12 | 94 | 10.8
2015-04-10 22:00 | 23:00 | 12.2 | 90 | 10.3
2015-04-10 23:00 | 24:00 | 12.2 | 86 | 13.9
2015-04-11 | 1:00 | 11.7 | 83 | 11.8
2015-04-11 01:00 | 2:00 | 11.7 | 83 | 14.4
2015-04-11 02:00 | 3:00 | 10 | 58 | 14.4
2015-04-11 03:00 | 4:00 | 9.4 | 59 | 13.9
2015-04-11 04:00 | 5:00 | 9.4 | 59 | 12.4
2015-04-11 05:00 | 6:00 | 8.9 | 58 | 11.8
2015-04-11 06:00 | 7:00 | 10 | 56 | 10.3
2015-04-11 07:00 | 8:00 | 10 | 56 | 9.8
2015-04-11 08:00 | 9:00 | 12.2 | 49 | 7.7
2015-04-11 09:00 | 10:00 | 12.2 | 39 | 7.7
2015-04-11 10:00 | 11:00 | 12.2 | 39 | 7.2
2015-04-11 11:00 | 12:00 | 12.2 | 37 | 8.8
2015-04-11 12:00 | 13:00 | 12.8 | 34 | 7.7
2015-04-11 13:00 | 14:00 | 12.8 | 34 | 7.2
2015-04-11 14:00 | 15:00 | 13.3 | 33 | 6.2
2015-04-11 15:00 | 16:00 | 12.8 | 34 | 8.8
2015-04-11 16:00 | 17:00 | 12.8 | 34 | 9.3
2015-04-11 17:00 | 18:00 | 10.6 | 36 | 7.7
2015-04-11 18:00 | 19:00 | 9.4 | 39 | 9.3
2015-04-11 19:00 | 20:00 | 9.4 | 39 | 8.2
2015-04-11 20:00 | 21:00 | 7.2 | 48 | 9.8
2015-04-11 21:00 | 22:00 | 6.7 | 49 | 8.8
2015-04-11 22:00 | 23:00 | 6.7 | 49 | 7.7
2015-04-11 23:00 | 24:00 | 5.6 | 51 | 9.3
2015-04-12 | 1:00 | 5 | 53 | 7.2
2015-04-12 01:00 | 2:00 | 5 | 53 | 6.7
2015-04-12 02:00 | 3:00 | 5 | 51 | 5.2
2015-04-12 03:00 | 4:00 | 4.4 | 53 | 7.2
2015-04-12 04:00 | 5:00 | 4.4 | 53 | 7.7
2015-04-12 05:00 | 6:00 | 4.4 | 58 | 8.2
2015-04-12 06:00 | 7:00 | 6.7 | 49 | 8.8
2015-04-12 07:00 | 8:00 | 6.7 | 49 | 9.3
2015-04-12 08:00 | 9:00 | 10 | 39 | 9.8
2015-04-12 09:00 | 10:00 | 12.8 | 33 | 9.3
2015-04-12 10:00 | 11:00 | 12.8 | 33 | 10.3
2015-04-12 11:00 | 12:00 | 16.1 | 28 | 8.2
2015-04-12 12:00 | 13:00 | 17.2 | 26 | 10.3
2015-04-12 13:00 | 14:00 | 17.2 | 26 | 8.2
2015-04-12 14:00 | 15:00 | 19.4 | 24 | 9.3
2015-04-12 15:00 | 16:00 | 20 | 19 | 9.3
2015-04-12 16:00 | 17:00 | 20 | 19 | 8.8
2015-04-12 17:00 | 18:00 | 18.9 | 20 | 8.8
2015-04-12 18:00 | 19:00 | 13.3 | 43 | 7.7
2015-04-12 19:00 | 20:00 | 13.3 | 43 | 7.7
2015-04-12 20:00 | 21:00 | 12.8 | 43 | 8.2
2015-04-12 21:00 | 22:00 | 12.8 | 41 | 7.7
2015-04-12 22:00 | 23:00 | 12.8 | 41 | 8.2
2015-04-12 23:00 | 24:00 | 11.7 | 41 | 6.2
2015-04-13 | 1:00 | 8.3 | 56 | 6.2
2015-04-13 01:00 | 2:00 | 8.3 | 56 | 6.2
2015-04-13 02:00 | 3:00 | 7.8 | 53 | 5.2
2015-04-13 03:00 | 4:00 | 6.1 | 59 | 3.6
2015-04-13 04:00 | 5:00 | 6.1 | 59 | 5.2
2015-04-13 05:00 | 6:00 | 7.2 | 60 | 4.6
2015-04-13 06:00 | 7:00 | 8.9 | 56 | 4.6
2015-04-13 07:00 | 8:00 | 8.9 | 56 | 5.2
2015-04-13 08:00 | 9:00 | 15.6 | 36 | 5.2
2015-04-13 09:00 | 10:00 | 17.8 | 37 | 3.1
2015-04-13 10:00 | 11:00 | 17.8 | 37 | 4.6
2015-04-13 11:00 | 12:00 | 20.6 | 25 | 3.6
2015-04-13 12:00 | 13:00 | 20.6 | 20 | 5.2
2015-04-13 13:00 | 14:00 | 20.6 | 20 | 7.7
2015-04-13 14:00 | 15:00 | 20 | 31 | 9.3
2015-04-13 15:00 | 16:00 | 18.9 | 34 | 8.8
2015-04-13 16:00 | 17:00 | 18.9 | 34 | 8.8
2015-04-13 17:00 | 18:00 | 15 | 34 | 5.2
2015-04-13 18:00 | 19:00 | 13.9 | 35 | 6.7
2015-04-13 19:00 | 20:00 | 13.9 | 35 | 6.7
2015-04-13 20:00 | 21:00 | 12.2 | 61 | 6.2
2015-04-13 21:00 | 22:00 | 12.2 | 59 | 5.7
2015-04-13 22:00 | 23:00 | 12.2 | 59 | 6.7
2015-04-13 23:00 | 24:00 | 12.2 | 66 | 6.2
2015-04-14 | 1:00 | 12.8 | 66 | 5.2
2015-04-14 01:00 | 2:00 | 12.8 | 66 | 4.1
2015-04-14 02:00 | 3:00 | 13.3 | 75 | 4.1
2015-04-14 03:00 | 4:00 | 14.4 | 78 | 2.6
2015-04-14 04:00 | 5:00 | 14.4 | 78 | 3.6
2015-04-14 05:00 | 6:00 | 15 | 77 | 4.1
2015-04-14 06:00 | 7:00 | 15.6 | 72 | 5.2
2015-04-14 07:00 | 8:00 | 15.6 | 72 | 6.7
2015-04-14 08:00 | 9:00 | 14.4 | 72 | 5.2
2015-04-14 09:00 | 10:00 | 14.4 | 55 | 6.7
2015-04-14 10:00 | 11:00 | 16.1 | 42 | 7.7
2015-04-14 11:00 | 12:00 | 16.7 | 35 | 7.7
2015-04-14 12:00 | 13:00 | 17.2 | 35 | 8.8
2015-04-14 13:00 | 14:00 | 17.2 | 35 | 9.8
2015-04-14 14:00 | 15:00 | 18.3 | 29 | 8.8
2015-04-14 15:00 | 16:00 | 17.8 | 29 | 7.7
2015-04-14 16:00 | 17:00 | 17.8 | 29 | 9.3
2015-04-14 17:00 | 18:00 | 16.7 | 31 | 9.3
2015-04-14 18:00 | 19:00 | 16.1 | 32 | 8.2
2015-04-14 19:00 | 20:00 | 16.1 | 32 | 7.2
2015-04-14 20:00 | 21:00 | 15 | 34 | 8.2
2015-04-14 21:00 | 22:00 | 11.1 | 54 | 7.7
2015-04-14 22:00 | 23:00 | 11.1 | 54 | 5.7
2015-04-14 23:00 | 24:00 | 13.3 | 35 | 6.7
2015-04-15 | 1:00 | 13.3 | 32 | 3.6
2015-04-15 01:00 | 2:00 | 13.3 | 32 | 3.6
2015-04-15 02:00 | 3:00 | 11.1 | 37 | 3.6
2015-04-15 03:00 | 4:00 | 10 | 39 | 4.1
2015-04-15 04:00 | 5:00 | 10 | 39 | 3.6
2015-04-15 05:00 | 6:00 | 10.6 | 35 | 5.7
2015-04-15 06:00 | 7:00 | 12.2 | 33 | 6.2
2015-04-15 07:00 | 8:00 | 12.2 | 33 | 7.7
2015-04-15 08:00 | 9:00 | 15.6 | 26 | 7.7
2015-04-15 09:00 | 10:00 | 16.7 | 23 | 5.2
2015-04-15 10:00 | 11:00 | 16.7 | 23 | 6.2
2015-04-15 11:00 | 12:00 | 18.9 | 15 | 6.7
2015-04-15 12:00 | 13:00 | 14.4 | 35 | 6.2
2015-04-15 13:00 | 14:00 | 14.4 | 35 | 5.7
2015-04-15 14:00 | 15:00 | 19 | 15 | 6.2
2015-04-15 15:00 | 16:00 | 18.3 | 15 | 6.2
2015-04-15 16:00 | 17:00 | 18.3 | 15 | 5.7
2015-04-15 17:00 | 18:00 | 16.7 | 17 | 5.2
2015-04-15 18:00 | 19:00 | 15.6 | 18 | 4.6
2015-04-15 19:00 | 20:00 | 15.6 | 18 | 3.6
2015-04-15 20:00 | 21:00 | 13.3 | 21 | 4.6
2015-04-15 21:00 | 22:00 | 11.7 | 21 | 5.2
2015-04-15 22:00 | 23:00 | 11.7 | 21 | 4.1
2015-04-15 23:00 | 24:00 | 10 | 26 | 3.6
2015-04-16 | 1:00 | 8.3 | 30 | 3.6
2015-04-16 01:00 | 2:00 | 8.3 | 30 | 4.1
2015-04-16 02:00 | 3:00 | 6.1 | 47 | 3.1
2015-04-16 03:00 | 4:00 | 5.6 | 67 | 4.6
2015-04-16 04:00 | 5:00 | 5.6 | 67 | 5.2
2015-04-16 05:00 | 6:00 | 7.8 | 42 | 5.2
2015-04-16 06:00 | 7:00 | 9.4 | 34 | 6.7
2015-04-16 07:00 | 8:00 | 9.4 | 34 | 4.1
2015-04-16 08:00 | 9:00 | 10.6 | 22 | 6.2
2015-04-16 09:00 | 10:00 | 10.6 | 25 | 6.2
2015-04-16 10:00 | 11:00 | 10.6 | 25 | 6.2
2015-04-16 11:00 | 12:00 | 11.7 | 27 | 5.2
2015-04-16 12:00 | 13:00 | 10.6 | 31 | 6.2
2015-04-16 13:00 | 14:00 | 10.6 | 31 | 7.2
2015-04-16 14:00 | 15:00 | 10 | 45 | 7.2
2015-04-16 15:00 | 16:00 | 11.1 | 46 | 6.2
2015-04-16 16:00 | 17:00 | 11.1 | 46 | 7.2
2015-04-16 17:00 | 18:00 | 12.8 | 23 | 6.7
2015-04-16 18:00 | 19:00 | 10.6 | 31 | 6.2
2015-04-16 19:00 | 20:00 | 10.6 | 31 | 4.1
2015-04-16 20:00 | 21:00 | 8.9 | 30 | 5.2
2015-04-16 21:00 | 22:00 | 8.9 | 32 | 4.1
2015-04-16 22:00 | 23:00 | 8.9 | 32 | 3.6
2015-04-16 23:00 | 24:00 | 8.9 | 49 | 3.1
2015-04-17 | 1:00 | 8.9 | 63 | 2.1
2015-04-17 01:00 | 2:00 | 8.9 | 63 | 4.1
2015-04-17 02:00 | 3:00 | 8.9 | 68 | 3.1
2015-04-17 03:00 | 4:00 | 10 | 68 | 5.2
2015-04-17 04:00 | 5:00 | 10 | 68 | 6.2
2015-04-17 05:00 | 6:00 | 10 | 80 | 7.2
2015-04-17 06:00 | 7:00 | 10 | 86 | 6.2
2015-04-17 07:00 | 8:00 | 10 | 86 | 6.2
2015-04-17 08:00 | 9:00 | 11.7 | 89 | 9.3
2015-04-17 09:00 | 10:00 | 12 | 94 | 10.3
2015-04-17 10:00 | 11:00 | 12.2 | 93 | 9.3
2015-04-17 11:00 | 12:00 | 15 | 83 | 10.8
2015-04-17 12:00 | 13:00 | 16.1 | 75 | 10.3
2015-04-17 13:00 | 14:00 | 16.1 | 75 | 9.3
2015-04-17 14:00 | 15:00 | 16.7 | 70 | 7.2
2015-04-17 15:00 | 16:00 | 17.2 | 65 | 9.3
2015-04-17 16:00 | 17:00 | 17.2 | 65 | 10.8
2015-04-17 17:00 | 18:00 | 17.8 | 58 | 7.7
2015-04-17 18:00 | 19:00 | 16.7 | 62 | 6.7
2015-04-17 19:00 | 20:00 | 16.7 | 62 | 6.7
2015-04-17 20:00 | 21:00 | 16.1 | 64 | 8.2
2015-04-17 21:00 | 22:00 | 15 | 64 | 8.8
2015-04-17 22:00 | 23:00 | 14.4 | 67 | 7.7
2015-04-17 23:00 | 24:00 | 13.3 | 72 | 7.7
2015-04-18 | 1:00 | 12.8 | 72 | 8.2
2015-04-18 01:00 | 2:00 | 12.8 | 72 | 8.8
2015-04-18 02:00 | 3:00 | 11.7 | 71 | 8.2
2015-04-18 03:00 | 4:00 | 10.6 | 77 | 7.7
2015-04-18 04:00 | 5:00 | 10.6 | 77 | 7.2
2015-04-18 05:00 | 6:00 | 11.7 | 68 | 6.2
2015-04-18 06:00 | 7:00 | 13.3 | 64 | 5.2
2015-04-18 07:00 | 8:00 | 13.3 | 64 | 7.7
2015-04-18 08:00 | 9:00 | 14.4 | 57 | 5.7
2015-04-18 09:00 | 10:00 | 13.9 | 49 | 7.7
2015-04-18 10:00 | 11:00 | 13.9 | 49 | 7.2
2015-04-18 11:00 | 12:00 | 10.6 | 65 | 9.3
2015-04-18 12:00 | 13:00 | 10 | 68 | 10.3
2015-04-18 13:00 | 14:00 | 10 | 68 | 10.8
2015-04-18 14:00 | 15:00 | 8.3 | 80 | 11.8
2015-04-18 15:00 | 16:00 | 8.3 | 80 | 10.8
2015-04-18 16:00 | 17:00 | 8.3 | 80 | 10.3
2015-04-18 17:00 | 18:00 | 10.6 | 68 | 8.8
2015-04-18 18:00 | 19:00 | 8.3 | 76 | 9.3
2015-04-18 19:00 | 20:00 | 8.3 | 76 | 8.2
2015-04-18 20:00 | 21:00 | 7.2 | 82 | 5.7
2015-04-18 21:00 | 22:00 | 6.1 | 86 | 4.6
2015-04-18 22:00 | 23:00 | 6.1 | 86 | 2.6
2015-04-18 23:00 | 24:00 | 7.2 | 76 | 3.1
2015-04-19 | 1:00 | 8.3 | 60 | 2.1
2015-04-19 01:00 | 2:00 | 8.3 | 60 | 3.6
2015-04-19 02:00 | 3:00 | 7.8 | 58 | 4.1
2015-04-19 03:00 | 4:00 | 7.2 | 60 | 4.1
2015-04-19 04:00 | 5:00 | 7.2 | 60 | 4.1
2015-04-19 05:00 | 6:00 | 6.7 | 62 | 4.1
2015-04-19 06:00 | 7:00 | 8.3 | 56 | 4.1
2015-04-19 07:00 | 8:00 | 8.3 | 56 | 2.6
2015-04-19 08:00 | 9:00 | 8.9 | 58 | 2.1
2015-04-19 09:00 | 10:00 | 9.4 | 56 | 5.2
2015-04-19 10:00 | 11:00 | 9.4 | 56 | 5.7
2015-04-19 11:00 | 12:00 | 9.4 | 61 | 4.6
2015-04-19 12:00 | 13:00 | 8.9 | 66 | 8.2
2015-04-19 13:00 | 14:00 | 8.9 | 66 | 10.3
2015-04-19 14:00 | 15:00 | 8.3 | 63 | 7.7
2015-04-19 15:00 | 16:00 | 7.8 | 58 | 8.2
2015-04-19 16:00 | 17:00 | 7.8 | 58 | 9.3
2015-04-19 17:00 | 18:00 | 7.8 | 71 | 8.2
2015-04-19 18:00 | 19:00 | 7.8 | 65 | 10.3
2015-04-19 19:00 | 20:00 | 7.8 | 65 | 8.2
2015-04-19 20:00 | 21:00 | 6.7 | 70 | 7.7
2015-04-19 21:00 | 22:00 | 6.7 | 73 | 6.2
2015-04-19 22:00 | 23:00 | 6.7 | 73 | 8.2
2015-04-19 23:00 | 24:00 | 5.6 | 82 | 6.7
2015-04-20 | 1:00 | 5 | 79 | 7.7
2015-04-20 01:00 | 2:00 | 5 | 79 | 8.2
2015-04-20 02:00 | 3:00 | 5 | 89 | 6.7
2015-04-20 03:00 | 4:00 | 5 | 93 | 6.2
2015-04-20 04:00 | 5:00 | 5 | 93 | 8.2
2015-04-20 05:00 | 6:00 | 6 | 87 | 7.7
2015-04-20 06:00 | 7:00 | 6 | 87 | 8.8
2015-04-20 07:00 | 8:00 | 5.6 | 89 | 9.3
2015-04-20 08:00 | 9:00 | 5.6 | 92 | 11.3
2015-04-20 09:00 | 10:00 | 6.7 | 82 | 10.8
2015-04-20 10:00 | 11:00 | 6.7 | 82 | 9.3
2015-04-20 11:00 | 12:00 | 6.1 | 89 | 10.3
2015-04-20 12:00 | 13:00 | 7 | 87 | 9.3
2015-04-20 13:00 | 14:00 | 6.7 | 89 | 9.3
2015-04-20 14:00 | 15:00 | 7 | 93 | 9.8
2015-04-20 15:00 | 16:00 | 7 | 93 | 9.8
2015-04-20 16:00 | 17:00 | 6.7 | 96 | 10.3
2015-04-20 17:00 | 18:00 | 7 | 100 | 9.8
2015-04-20 18:00 | 19:00 | 8 | 93 | 8.8
2015-04-20 19:00 | 20:00 | 8.3 | 97 | 8.8
2015-04-20 20:00 | 21:00 | 11 | 94 | 8.8
2015-04-20 21:00 | 22:00 | 11 | 94 | 8.2
2015-04-20 22:00 | 23:00 | 10 | 100 | 8.2
2015-04-20 23:00 | 24:00 | 11 | 100 | 8.2
2015-04-21 | 1:00 | 10 | 100 | 8.2
2015-04-21 01:00 | 2:00 | 10 | 100 | 7.7
2015-04-21 02:00 | 3:00 | 8.9 | 100 | 7.2
2015-04-21 03:00 | 4:00 | 8.3 | 100 | 6.2
2015-04-21 04:00 | 5:00 | 8.3 | 100 | 6.7
2015-04-21 05:00 | 6:00 | 8 | 100 | 7.2
2015-04-21 06:00 | 7:00 | 12 | 100 | 6.2
2015-04-21 07:00 | 8:00 | 13.3 | 100 | 6.2
2015-04-21 08:00 | 9:00 | 15 | 94 | 5.7
2015-04-21 09:00 | 10:00 | 18.3 | 76 | 5.7
2015-04-21 10:00 | 11:00 | 18.3 | 76 | 5.2
2015-04-21 11:00 | 12:00 | 18.3 | 70 | 3.1
2015-04-21 12:00 | 13:00 | 17.8 | 63 | 2.6
2015-04-21 13:00 | 14:00 | 17.8 | 63 | 3.1
2015-04-21 14:00 | 15:00 | 16.7 | 58 | 3.6
2015-04-21 15:00 | 16:00 | 16.7 | 48 | 5.7
2015-04-21 16:00 | 17:00 | 16.7 | 48 | 5.2
2015-04-21 17:00 | 18:00 | 16.1 | 41 | 4.6
2015-04-21 18:00 | 19:00 | 15 | 44 | 4.6
2015-04-21 19:00 | 20:00 | 15 | 44 | 3.6
2015-04-21 20:00 | 21:00 | 13.9 | 45 | 5.7
2015-04-21 21:00 | 22:00 | 13.3 | 47 | 4.1
2015-04-21 22:00 | 23:00 | 13.3 | 47 | 4.1
2015-04-21 23:00 | 24:00 | 9.4 | 66 | 6.2
2015-04-22 | 1:00 | 8.3 | 71 | 4.1
2015-04-22 01:00 | 2:00 | 8.3 | 71 | 5.2
2015-04-22 02:00 | 3:00 | 7.2 | 82 | 3.6
2015-04-22 03:00 | 4:00 | 6.1 | 89 | 4.1
2015-04-22 04:00 | 5:00 | 6.1 | 89 | 4.1
2015-04-22 05:00 | 6:00 | 7.8 | 82 | 4.1
2015-04-22 06:00 | 7:00 | 10 | 71 | 4.6
2015-04-22 07:00 | 8:00 | 10 | 71 | 4.6
2015-04-22 08:00 | 9:00 | 13.9 | 51 | 6.2
2015-04-22 09:00 | 10:00 | 15.6 | 42 | 6.2
2015-04-22 10:00 | 11:00 | 15.6 | 42 | 5.7
2015-04-22 11:00 | 12:00 | 18.9 | 30 | 5.7
2015-04-22 12:00 | 13:00 | 19.4 | 27 | 6.2
2015-04-22 13:00 | 14:00 | 19.4 | 27 | 6.7
2015-04-22 14:00 | 15:00 | 17.8 | 34 | 6.2
2015-04-22 15:00 | 16:00 | 16.7 | 34 | 7.7
2015-04-22 16:00 | 17:00 | 16.7 | 34 | 8.2
2015-04-22 17:00 | 18:00 | 15.6 | 47 | 6.2
2015-04-22 18:00 | 19:00 | 13.3 | 55 | 5.2
2015-04-22 19:00 | 20:00 | 12.2 | 69 | 8.2
2015-04-22 20:00 | 21:00 | 10.6 | 83 | 5.2
2015-04-22 21:00 | 22:00 | 11.1 | 80 | 5.2
2015-04-22 22:00 | 23:00 | 11.1 | 80 | 5.2
2015-04-22 23:00 | 24:00 | 8.9 | 73 | 5.7
2015-04-23 | 1:00 | 8 | 71 | 4.6
2015-04-23 01:00 | 2:00 | 8.3 | 71 | 3.1
2015-04-23 02:00 | 3:00 | 6.1 | 70 | 4.1
2015-04-23 03:00 | 4:00 | 5.6 | 70 | 4.1
2015-04-23 04:00 | 5:00 | 5.6 | 70 | 6.2
2015-04-23 05:00 | 6:00 | 5.6 | 70 | 4.1
2015-04-23 06:00 | 7:00 | 6.7 | 59 | 3.1
2015-04-23 07:00 | 8:00 | 6.7 | 59 | 3.6
2015-04-23 08:00 | 9:00 | 8.9 | 42 | 3.6
2015-04-23 09:00 | 10:00 | 9.4 | 39 | 7.2
2015-04-23 10:00 | 11:00 | 9.4 | 39 | 4.6
2015-04-23 11:00 | 12:00 | 8.9 | 35 | 5.7
2015-04-23 12:00 | 13:00 | 9.4 | 31 | 8.8
2015-04-23 13:00 | 14:00 | 9.4 | 31 | 8.2
2015-04-23 14:00 | 15:00 | 10 | 27 | 7.2
2015-04-23 15:00 | 16:00 | 8.9 | 28 | 6.2
2015-04-23 16:00 | 17:00 | 8.9 | 28 | 4.6
2015-04-23 17:00 | 18:00 | 7.8 | 38 | 3.6
2015-04-23 18:00 | 19:00 | 6.7 | 43 | 3.1
2015-04-23 19:00 | 20:00 | 6.7 | 43 | 1.5
2015-04-23 20:00 | 21:00 | 5 | 42 | 1.5
2015-04-23 21:00 | 22:00 | 4.4 | 46 | 2.1
2015-04-23 22:00 | 23:00 | 4.4 | 46 | 4.1
2015-04-23 23:00 | 24:00 | 3.3 | 57 | 4.1
2015-04-24 | 1:00 | 2.8 | 59 | 4.1
2015-04-24 01:00 | 2:00 | 2.8 | 59 | 4.1
2015-04-24 02:00 | 3:00 | 2.8 | 62 | 4.1
2015-04-24 03:00 | 4:00 | 2.8 | 65 | 3.1
2015-04-24 04:00 | 5:00 | 2.8 | 65 | 3.1
2015-04-24 05:00 | 6:00 | 3.3 | 57 | 3.6
2015-04-24 06:00 | 7:00 | 5 | 51 | 5.7
2015-04-24 07:00 | 8:00 | 5 | 51 | 6.2
2015-04-24 08:00 | 9:00 | 7.2 | 43 | 6.2
2015-04-24 09:00 | 10:00 | 7.8 | 42 | 8.2
2015-04-24 10:00 | 11:00 | 7.8 | 42 | 8.2
2015-04-24 11:00 | 12:00 | 8.9 | 37 | 7.2
2015-04-24 12:00 | 13:00 | 9.4 | 37 | 7.2
2015-04-24 13:00 | 14:00 | 9.4 | 37 | 6.7
2015-04-24 14:00 | 15:00 | 10 | 34 | 7.2
2015-04-24 15:00 | 16:00 | 9.4 | 34 | 6.7
2015-04-24 16:00 | 17:00 | 9.4 | 34 | 6.7
2015-04-24 17:00 | 18:00 | 7.8 | 35 | 4.6
2015-04-24 18:00 | 19:00 | 7.2 | 36 | 5.2
2015-04-24 19:00 | 20:00 | 7.2 | 36 | 4.1
2015-04-24 20:00 | 21:00 | 6.7 | 37 | 6.2
2015-04-24 21:00 | 22:00 | 6.1 | 39 | 6.2
2015-04-24 22:00 | 23:00 | 6.1 | 39 | 6.2
2015-04-24 23:00 | 24:00 | 4.4 | 44 | 5.2
2015-04-25 | 1:00 | 4.4 | 46 | 5.2
2015-04-25 01:00 | 2:00 | 4.4 | 46 | 5.2
2015-04-25 02:00 | 3:00 | 3.3 | 49 | 5.2
2015-04-25 03:00 | 4:00 | 2.8 | 51 | 6.2
2015-04-25 04:00 | 5:00 | 2.8 | 51 | 5.7
2015-04-25 05:00 | 6:00 | 2.8 | 54 | 6.2
2015-04-25 06:00 | 7:00 | 4.4 | 48 | 5.7
2015-04-25 07:00 | 8:00 | 4.4 | 48 | 7.2
2015-04-25 08:00 | 9:00 | 7.2 | 42 | 6.2
2015-04-25 09:00 | 10:00 | 8.9 | 39 | 7.7
2015-04-25 10:00 | 11:00 | 8.9 | 39 | 8.8
2015-04-25 11:00 | 12:00 | 11.7 | 32 | 7.7
2015-04-25 12:00 | 13:00 | 12.8 | 31 | 7.7
2015-04-25 13:00 | 14:00 | 12.8 | 31 | 8.2
2015-04-25 14:00 | 15:00 | 12.2 | 31 | 7.2
2015-04-25 15:00 | 16:00 | 12.8 | 31 | 7.7
2015-04-25 16:00 | 17:00 | 12.8 | 31 | 6.2
2015-04-25 17:00 | 18:00 | 8.3 | 53 | 6.2
2015-04-25 18:00 | 19:00 | 8.3 | 58 | 5.7
2015-04-25 19:00 | 20:00 | 8.3 | 58 | 5.2
2015-04-25 20:00 | 21:00 | 8.3 | 44 | 4.6
2015-04-25 21:00 | 22:00 | 7.2 | 50 | 3.6
2015-04-25 22:00 | 23:00 | 7.2 | 50 | 4.1
2015-04-25 23:00 | 24:00 | 6.7 | 54 | 4.1
2015-04-26 | 1:00 | 6.7 | 57 | 3.1
2015-04-26 01:00 | 2:00 | 6.7 | 57 | 2.6
2015-04-26 02:00 | 3:00 | 6.1 | 59 | 3.1
2015-04-26 03:00 | 4:00 | 6.7 | 57 | 4.6
2015-04-26 04:00 | 5:00 | 6.7 | 57 | 3.1
2015-04-26 05:00 | 6:00 | 7.2 | 57 | 3.6
2015-04-26 06:00 | 7:00 | 7.8 | 58 | 2.6
2015-04-26 07:00 | 8:00 | 7.8 | 58 | 3.1
2015-04-26 08:00 | 9:00 | 10 | 52 | 3.1
2015-04-26 09:00 | 10:00 | 9.4 | 56 | 3.6
2015-04-26 10:00 | 11:00 | 9.4 | 56 | 3.6
2015-04-26 11:00 | 12:00 | 8.9 | 61 | 4.1
2015-04-26 12:00 | 13:00 | 8.3 | 68 | 6.2
2015-04-26 13:00 | 14:00 | 8.3 | 68 | 5.7
2015-04-26 14:00 | 15:00 | 11.7 | 50 | 5.7
2015-04-26 15:00 | 16:00 | 12.8 | 45 | 5.2
2015-04-26 16:00 | 17:00 | 12.8 | 45 | 3.6
2015-04-26 17:00 | 18:00 | 10 | 61 | 2.1
2015-04-26 18:00 | 19:00 | 10.6 | 56 | 2.6
2015-04-26 19:00 | 20:00 | 10.6 | 56 | 5.7
2015-04-26 20:00 | 21:00 | 11.1 | 52 | 5.7
2015-04-26 21:00 | 22:00 | 11.1 | 46 | 5.2
2015-04-26 22:00 | 23:00 | 11.1 | 46 | 5.7
2015-04-26 23:00 | 24:00 | 10 | 50 | 5.7
2015-04-27 | 1:00 | 9.4 | 54 | 6.2
2015-04-27 01:00 | 2:00 | 9.4 | 54 | 6.7
2015-04-27 02:00 | 3:00 | 8.9 | 56 | 5.2
2015-04-27 03:00 | 4:00 | 8.3 | 58 | 5.2
2015-04-27 04:00 | 5:00 | 8.3 | 58 | 5.2
2015-04-27 05:00 | 6:00 | 9.4 | 56 | 5.2
2015-04-27 06:00 | 7:00 | 9.4 | 59 | 4.6
2015-04-27 07:00 | 8:00 | 9.4 | 59 | 4.1
2015-04-27 08:00 | 9:00 | 11.7 | 54 | 3.6
2015-04-27 09:00 | 10:00 | 12.2 | 50 | 4.1
2015-04-27 10:00 | 11:00 | 12.2 | 50 | 3.1
2015-04-27 11:00 | 12:00 | 13.3 | 42 | 3.1
2015-04-27 12:00 | 13:00 | 13.9 | 42 | 4.1
2015-04-27 13:00 | 14:00 | 13.9 | 42 | 4.6
2015-04-27 14:00 | 15:00 | 13.3 | 45 | 4.1
2015-04-27 15:00 | 16:00 | 13.3 | 47 | 3.6
2015-04-27 16:00 | 17:00 | 13.3 | 47 | 5.2
2015-04-27 17:00 | 18:00 | 11.1 | 69 | 5.2
2015-04-27 18:00 | 19:00 | 11.1 | 63 | 4.1
2015-04-27 19:00 | 20:00 | 11.1 | 63 | 5.2
2015-04-27 20:00 | 21:00 | 10.6 | 68 | 5.2
2015-04-27 21:00 | 22:00 | 8 | 87 | 4.1
2015-04-27 22:00 | 23:00 | 8.3 | 90 | 3.6
2015-04-27 23:00 | 24:00 | 7.8 | 86 | 4.6
2015-04-28 | 1:00 | 7 | 81 | 5.2
2015-04-28 01:00 | 2:00 | 6.7 | 85 | 4.6
2015-04-28 02:00 | 3:00 | 6.1 | 76 | 0
2015-04-28 03:00 | 4:00 | 6.7 | 73 | 2.1
2015-04-28 04:00 | 5:00 | 6.7 | 73 | 2.6
2015-04-28 05:00 | 6:00 | 6.7 | 70 | 4.1
2015-04-28 06:00 | 7:00 | 7.2 | 65 | 3.1
2015-04-28 07:00 | 8:00 | 7.2 | 65 | 3.6
2015-04-28 08:00 | 9:00 | 8.9 | 56 | 4.1
2015-04-28 09:00 | 10:00 | 10 | 56 | 4.6
2015-04-28 10:00 | 11:00 | 10 | 56 | 2.6
2015-04-28 11:00 | 12:00 | 8.9 | 63 | 5.2
2015-04-28 12:00 | 13:00 | 9.4 | 63 | 10.3
2015-04-28 13:00 | 14:00 | 9.4 | 63 | 8.2
2015-04-28 14:00 | 15:00 | 11.7 | 52 | 9.3
2015-04-28 15:00 | 16:00 | 17 | 29 | 9.8
2015-04-28 16:00 | 17:00 | 17.8 | 26 | 9.3
2015-04-28 17:00 | 18:00 | 15.6 | 30 | 9.3
2015-04-28 18:00 | 19:00 | 14.4 | 37 | 9.3
2015-04-28 19:00 | 20:00 | 14.4 | 37 | 10.3
2015-04-28 20:00 | 21:00 | 12.8 | 45 | 8.8
2015-04-28 21:00 | 22:00 | 12.2 | 49 | 9.3
2015-04-28 22:00 | 23:00 | 12.2 | 49 | 9.8
2015-04-28 23:00 | 24:00 | 11.7 | 52 | 8.8
2015-04-29 | 1:00 | 11.1 | 54 | 9.8
2015-04-29 01:00 | 2:00 | 11.1 | 54 | 9.3
2015-04-29 02:00 | 3:00 | 11.1 | 57 | 8.8
2015-04-29 03:00 | 4:00 | 11.1 | 54 | 9.8
2015-04-29 04:00 | 5:00 | 11.1 | 54 | 8.8
2015-04-29 05:00 | 6:00 | 11.1 | 54 | 8.8
2015-04-29 06:00 | 7:00 | 12.2 | 53 | 8.2
2015-04-29 07:00 | 8:00 | 12.2 | 53 | 8.2
2015-04-29 08:00 | 9:00 | 10.6 | 63 | 7.7
2015-04-29 09:00 | 10:00 | 10 | 71 | 8.2
2015-04-29 10:00 | 11:00 | 10 | 71 | 7.7
2015-04-29 11:00 | 12:00 | 8.9 | 73 | 8.8
2015-04-29 12:00 | 13:00 | 9.4 | 68 | 7.2
2015-04-29 13:00 | 14:00 | 9.4 | 68 | 7.7
2015-04-29 14:00 | 15:00 | 8.9 | 71 | 7.2
2015-04-29 15:00 | 16:00 | 10.6 | 61 | 7.7
2015-04-29 16:00 | 17:00 | 10.6 | 61 | 7.2
2015-04-29 17:00 | 18:00 | 10 | 63 | 7.2
2015-04-29 18:00 | 19:00 | 10 | 66 | 6.7
2015-04-29 19:00 | 20:00 | 10 | 66 | 6.7
2015-04-29 20:00 | 21:00 | 10 | 68 | 6.2
2015-04-29 21:00 | 22:00 | 9.4 | 74 | 5.7
2015-04-29 22:00 | 23:00 | 9.4 | 74 | 6.2
2015-04-29 23:00 | 24:00 | 10.6 | 65 | 5.7
2015-04-30 | 1:00 | 11.1 | 61 | 6.7
2015-04-30 01:00 | 2:00 | 11.1 | 63 | 8.2
2015-04-30 02:00 | 3:00 | 8.3 | 80 | 5.2
2015-04-30 03:00 | 4:00 | 8.9 | 80 | 6.2
2015-04-30 04:00 | 5:00 | 8.9 | 80 | 6.2
2015-04-30 05:00 | 6:00 | 7.8 | 79 | 6.2
2015-04-30 06:00 | 7:00 | 7.2 | 82 | 7.7
2015-04-30 07:00 | 8:00 | 7.2 | 82 | 5.7
2015-04-30 08:00 | 9:00 | 8.9 | 68 | 6.2
2015-04-30 09:00 | 10:00 | 10 | 66 | 5.7
2015-04-30 10:00 | 11:00 | 10 | 66 | 4.6
2015-04-30 11:00 | 12:00 | 11.1 | 57 | 4.6
2015-04-30 12:00 | 13:00 | 12.8 | 55 | 6.2
2015-04-30 13:00 | 14:00 | 12.8 | 55 | 6.7
2015-04-30 14:00 | 15:00 | 11.7 | 59 | 5.7
2015-04-30 15:00 | 16:00 | 10.6 | 65 | 5.7
2015-04-30 16:00 | 17:00 | 10.6 | 65 | 5.2
2015-04-30 17:00 | 18:00 | 9.4 | 68 | 4.6
2015-04-30 18:00 | 19:00 | 7.9 | 82 | 4.6
2015-04-30 19:00 | 20:00 | 7.6 | 83 | 3.6
2015-04-30 20:00 | 21:00 | 7.2 | 83 | 4.1
2015-04-30 21:00 | 22:00 | 7.1 | 86 | 4.3
2015-04-30 22:00 | 23:00 | 7.1 | 87 | 4.6
2015-04-30 23:00 | 24:00 | 7 | 89 | 4.8
2016-05-01 | 1:00 | 7.1 | 93 | 5
2016-05-01 01:00 | 2:00 | 7.4 | 93 | 5.2
2016-05-01 02:00 | 3:00 | 7.8 | 93 | 5.5
2016-05-01 03:00 | 4:00 | 9.3 | 93 | 5.7
2016-05-01 04:00 | 5:00 | 9.9 | 94 | 5.7
2016-05-01 05:00 | 6:00 | 11.4 | 94 | 6.7
2016-05-01 06:00 | 7:00 | 13 | 94 | 6.2
2016-05-01 07:00 | 8:00 | 9.4 | 97 | 6.2
2016-05-01 08:00 | 9:00 | 14 | 94 | 5.7
2016-05-01 09:00 | 10:00 | 13 | 94 | 7.7
2016-05-01 10:00 | 11:00 | 13.3 | 87 | 8.2
2016-05-01 11:00 | 12:00 | 13 | 88 | 7.7
2016-05-01 12:00 | 13:00 | 12.8 | 86 | 8.2
2016-05-01 13:00 | 14:00 | 12.8 | 86 | 7.7
2016-05-01 14:00 | 15:00 | 14 | 88 | 10.3
2016-05-01 15:00 | 16:00 | 13 | 88 | 8.2
2016-05-01 16:00 | 17:00 | 12.8 | 86 | 9.3
2016-05-01 17:00 | 18:00 | 10 | 87 | 11.3
2016-05-01 18:00 | 19:00 | 8 | 93 | 10.3
2016-05-01 19:00 | 20:00 | 8.9 | 93 | 6.7
2016-05-01 20:00 | 21:00 | 8.3 | 93 | 6.2
2016-05-01 21:00 | 22:00 | 8.9 | 93 | 5.2
2016-05-01 22:00 | 23:00 | 8.9 | 93 | 7.7
2016-05-01 23:00 | 24:00 | 10 | 89 | 6.7
2016-05-02 | 1:00 | 11.7 | 86 | 7.2
2016-05-02 01:00 | 2:00 | 11.7 | 86 | 7.7
2016-05-02 02:00 | 3:00 | 13.3 | 57 | 6.2
2016-05-02 03:00 | 4:00 | 11.7 | 59 | 6.7
2016-05-02 04:00 | 5:00 | 11.7 | 59 | 7.7
2016-05-02 05:00 | 6:00 | 11.7 | 54 | 6.7
2016-05-02 06:00 | 7:00 | 12.2 | 53 | 6.2
2016-05-02 07:00 | 8:00 | 12.2 | 53 | 8.8
2016-05-02 08:00 | 9:00 | 14.4 | 46 | 6.7
2016-05-02 09:00 | 10:00 | 16.1 | 44 | 6.2
2016-05-02 10:00 | 11:00 | 16.1 | 44 | 7.2
2016-05-02 11:00 | 12:00 | 17.8 | 32 | 6.2
2016-05-02 12:00 | 13:00 | 18.9 | 30 | 5.7
2016-05-02 13:00 | 14:00 | 18.9 | 30 | 5.2
2016-05-02 14:00 | 15:00 | 19.4 | 29 | 6.2
2016-05-02 15:00 | 16:00 | 18.9 | 32 | 5.7
2016-05-02 16:00 | 17:00 | 18.9 | 32 | 5.2
2016-05-02 17:00 | 18:00 | 17.8 | 34 | 6.2
2016-05-02 18:00 | 19:00 | 17.8 | 34 | 7.7
2016-05-02 19:00 | 20:00 | 17.8 | 34 | 7.2
2016-05-02 20:00 | 21:00 | 15.6 | 42 | 7.7
2016-05-02 21:00 | 22:00 | 15 | 44 | 7.7
2016-05-02 22:00 | 23:00 | 15 | 44 | 5.7
2016-05-02 23:00 | 24:00 | 13.9 | 45 | 3.6
2016-05-03 | 1:00 | 13.3 | 47 | 4.1
2016-05-03 01:00 | 2:00 | 13.3 | 47 | 4.6
2016-05-03 02:00 | 3:00 | 11.7 | 54 | 6.7
2016-05-03 03:00 | 4:00 | 10.6 | 61 | 5.2
2016-05-03 04:00 | 5:00 | 10.6 | 61 | 6.7
2016-05-03 05:00 | 6:00 | 12.8 | 52 | 6.7
2016-05-03 06:00 | 7:00 | 13.9 | 49 | 6.2
2016-05-03 07:00 | 8:00 | 13.9 | 49 | 8.8
2016-05-03 08:00 | 9:00 | 16.1 | 44 | 7.2
2016-05-03 09:00 | 10:00 | 17.2 | 41 | 6.7
2016-05-03 10:00 | 11:00 | 17.2 | 41 | 6.2
2016-05-03 11:00 | 12:00 | 14.4 | 53 | 5.2
2016-05-03 12:00 | 13:00 | 14.4 | 51 | 5.2
2016-05-03 13:00 | 14:00 | 14.4 | 51 | 4.6
2016-05-03 14:00 | 15:00 | 13.3 | 55 | 5.2
2016-05-03 15:00 | 16:00 | 15 | 53 | 6.7
2016-05-03 16:00 | 17:00 | 15 | 53 | 5.2
2016-05-03 17:00 | 18:00 | 16.1 | 46 | 4.6
2016-05-03 18:00 | 19:00 | 15.6 | 47 | 3.1
2016-05-03 19:00 | 20:00 | 15.6 | 47 | 6.2
2016-05-03 20:00 | 21:00 | 15 | 47 | 6.2
2016-05-03 21:00 | 22:00 | 15 | 47 | 4.6
2016-05-03 22:00 | 23:00 | 15 | 47 | 5.7
2016-05-03 23:00 | 24:00 | 13.9 | 55 | 4.6
2016-05-04 | 1:00 | 10.6 | 68 | 6.2
2016-05-04 01:00 | 2:00 | 10.6 | 68 | 4.1
2016-05-04 02:00 | 3:00 | 11.7 | 66 | 6.2
2016-05-04 03:00 | 4:00 | 11.7 | 66 | 6.2
2016-05-04 04:00 | 5:00 | 11.7 | 66 | 3.6
2016-05-04 05:00 | 6:00 | 12.2 | 69 | 6.7
2016-05-04 06:00 | 7:00 | 13.3 | 62 | 6.2
2016-05-04 07:00 | 8:00 | 13.3 | 62 | 4.1
2016-05-04 08:00 | 9:00 | 15.6 | 39 | 3.1
2016-05-04 09:00 | 10:00 | 15 | 39 | 5.2
2016-05-04 10:00 | 11:00 | 15 | 39 | 5.2
2016-05-04 11:00 | 12:00 | 15.6 | 39 | 6.2
2016-05-04 12:00 | 13:00 | 16.1 | 36 | 7.7
2016-05-04 13:00 | 14:00 | 16.1 | 36 | 7.7
2016-05-04 14:00 | 15:00 | 14.4 | 42 | 7.7
2016-05-04 15:00 | 16:00 | 13.9 | 44 | 6.7
2016-05-04 16:00 | 17:00 | 13.9 | 44 | 6.2
2016-05-04 17:00 | 18:00 | 13.3 | 42 | 6.2
2016-05-04 18:00 | 19:00 | 11.7 | 48 | 6.2
2016-05-04 19:00 | 20:00 | 11.7 | 48 | 5.7
2016-05-04 20:00 | 21:00 | 10.6 | 54 | 4.6
2016-05-04 21:00 | 22:00 | 10 | 56 | 3.6
2016-05-04 22:00 | 23:00 | 10 | 56 | 3.1
2016-05-04 23:00 | 24:00 | 10 | 58 | 4.1
2016-05-05 | 1:00 | 10.6 | 61 | 4.1
2016-05-05 01:00 | 2:00 | 10.6 | 61 | 4.6
2016-05-05 02:00 | 3:00 | 10 | 66 | 6.2
2016-05-05 03:00 | 4:00 | 10.6 | 63 | 6.7
2016-05-05 04:00 | 5:00 | 10.6 | 63 | 6.7
2016-05-05 05:00 | 6:00 | 11.7 | 61 | 7.2
2016-05-05 06:00 | 7:00 | 13.3 | 60 | 8.8
2016-05-05 07:00 | 8:00 | 13.3 | 60 | 10.3
2016-05-05 08:00 | 9:00 | 15 | 49 | 7.7
2016-05-05 09:00 | 10:00 | 15.6 | 46 | 7.7
2016-05-05 10:00 | 11:00 | 15.6 | 46 | 8.8
2016-05-05 11:00 | 12:00 | 17.2 | 39 | 10.3
2016-05-05 12:00 | 13:00 | 17.8 | 38 | 8.8
2016-05-05 13:00 | 14:00 | 17.8 | 38 | 6.7
2016-05-05 14:00 | 15:00 | 17.2 | 38 | 6.2
2016-05-05 15:00 | 16:00 | 17.8 | 35 | 5.2
2016-05-05 16:00 | 17:00 | 17.8 | 35 | 4.6
2016-05-05 17:00 | 18:00 | 16.1 | 39 | 3.6
2016-05-05 18:00 | 19:00 | 15 | 41 | 2.6
2016-05-05 19:00 | 20:00 | 15 | 41 | 1.5
2016-05-05 20:00 | 21:00 | 13.3 | 47 | 2.6
2016-05-05 21:00 | 22:00 | 12.2 | 50 | 2.6
2016-05-05 22:00 | 23:00 | 12.2 | 50 | 3.6
2016-05-05 23:00 | 24:00 | 10 | 58 | 4.1
2016-05-06 | 1:00 | 10 | 58 | 4.6
2016-05-06 01:00 | 2:00 | 10 | 58 | 4.1
2016-05-06 02:00 | 3:00 | 8.9 | 63 | 4.6
2016-05-06 03:00 | 4:00 | 8.9 | 66 | 4.6
2016-05-06 04:00 | 5:00 | 8.9 | 66 | 3.6
2016-05-06 05:00 | 6:00 | 10 | 58 | 4.1
2016-05-06 06:00 | 7:00 | 11.7 | 52 | 3.6
2016-05-06 07:00 | 8:00 | 11.7 | 52 | 3.1
2016-05-06 08:00 | 9:00 | 14.4 | 37 | 2.1
2016-05-06 09:00 | 10:00 | 15.6 | 33 | 3.1
2016-05-06 10:00 | 11:00 | 16.7 | 28 | 4.1
2016-05-06 11:00 | 12:00 | 16.7 | 25 | 5.2
2016-05-06 12:00 | 13:00 | 15.6 | 29 | 5.2
2016-05-06 13:00 | 14:00 | 15.6 | 29 | 5.2
2016-05-06 14:00 | 15:00 | 15.6 | 31 | 4.6
2016-05-06 15:00 | 16:00 | 16.1 | 29 | 4.6
2016-05-06 16:00 | 17:00 | 16.1 | 29 | 5.2
2016-05-06 17:00 | 18:00 | 16.1 | 24 | 5.7
2016-05-06 18:00 | 19:00 | 16 | 22 | 5.2
2016-05-06 19:00 | 20:00 | 12.2 | 50 | 4.6
2016-05-06 20:00 | 21:00 | 10 | 61 | 6.7
2016-05-06 21:00 | 22:00 | 10 | 61 | 6.2
2016-05-06 22:00 | 23:00 | 10 | 61 | 5.7
2016-05-06 23:00 | 24:00 | 10.6 | 38 | 5.7
2016-05-07 | 1:00 | 10 | 39 | 4.1
2016-05-07 01:00 | 2:00 | 10 | 39 | 3.6
2016-05-07 02:00 | 3:00 | 8.9 | 42 | 5.2
2016-05-07 03:00 | 4:00 | 8.3 | 44 | 5.2
2016-05-07 04:00 | 5:00 | 8.3 | 44 | 4.6
2016-05-07 05:00 | 6:00 | 10 | 39 | 5.2
2016-05-07 06:00 | 7:00 | 11.7 | 39 | 4.6
2016-05-07 07:00 | 8:00 | 11.7 | 39 | 3.6
2016-05-07 08:00 | 9:00 | 15 | 33 | 4.1
2016-05-07 09:00 | 10:00 | 16.7 | 28 | 4.1
2016-05-07 10:00 | 11:00 | 16.7 | 28 | 5.2
2016-05-07 11:00 | 12:00 | 18.3 | 23 | 6.7
2016-05-07 12:00 | 13:00 | 19.4 | 21 | 5.2
2016-05-07 13:00 | 14:00 | 19.4 | 21 | 4.6
2016-05-07 14:00 | 15:00 | 16 | 42 | 5.2
2016-05-07 15:00 | 16:00 | 15.6 | 46 | 5.2
2016-05-07 16:00 | 17:00 | 15.6 | 46 | 4.6
2016-05-07 17:00 | 18:00 | 14.4 | 51 | 4.1
2016-05-07 18:00 | 19:00 | 15 | 44 | 2.6
2016-05-07 19:00 | 20:00 | 15 | 44 | 3.6
2016-05-07 20:00 | 21:00 | 13.3 | 45 | 3.6
2016-05-07 21:00 | 22:00 | 13.9 | 40 | 5.7
2016-05-07 22:00 | 23:00 | 13.9 | 40 | 3.6
2016-05-07 23:00 | 24:00 | 11.7 | 46 | 4.1
2016-05-08 | 1:00 | 10.6 | 52 | 4.6
2016-05-08 01:00 | 2:00 | 10.6 | 52 | 3.1
2016-05-08 02:00 | 3:00 | 11.1 | 46 | 3.1
2016-05-08 03:00 | 4:00 | 10.6 | 46 | 3.1
2016-05-08 04:00 | 5:00 | 10.6 | 46 | 3.6
2016-05-08 05:00 | 6:00 | 10.6 | 54 | 2.1
2016-05-08 06:00 | 7:00 | 13.3 | 43 | 2.1
2016-05-08 07:00 | 8:00 | 13.3 | 43 | 2.6
2016-05-08 08:00 | 9:00 | 14.4 | 37 | 3.1
2016-05-08 09:00 | 10:00 | 14.4 | 39 | 4.1
2016-05-08 10:00 | 11:00 | 14.4 | 39 | 6.2
2016-05-08 11:00 | 12:00 | 15 | 41 | 8.8
2016-05-08 12:00 | 13:00 | 15 | 44 | 7.7
2016-05-08 13:00 | 14:00 | 15 | 44 | 7.2
2016-05-08 14:00 | 15:00 | 13.9 | 59 | 7.7
2016-05-08 15:00 | 16:00 | 13.9 | 51 | 8.8
2016-05-08 16:00 | 17:00 | 13.9 | 51 | 8.8
2016-05-08 17:00 | 18:00 | 13.3 | 67 | 9.8
2016-05-08 18:00 | 19:00 | 13.9 | 64 | 8.8
2016-05-08 19:00 | 20:00 | 13.9 | 64 | 7.7
2016-05-08 20:00 | 21:00 | 16.1 | 72 | 6.2
2016-05-08 21:00 | 22:00 | 15.6 | 75 | 6.7
2016-05-08 22:00 | 23:00 | 15.6 | 75 | 6.2
2016-05-08 23:00 | 24:00 | 12.2 | 80 | 3.1
2016-05-09 | 1:00 | 12.2 | 83 | 5.7
2016-05-09 01:00 | 2:00 | 12.2 | 83 | 9.8
2016-05-09 02:00 | 3:00 | 12.2 | 86 | 12.9
2016-05-09 03:00 | 4:00 | 11.7 | 89 | 10.3
2016-05-09 04:00 | 5:00 | 11.7 | 89 | 10.3
2016-05-09 05:00 | 6:00 | 11.7 | 83 | 9.8
2016-05-09 06:00 | 7:00 | 11 | 87 | 10.8
2016-05-09 07:00 | 8:00 | 11.1 | 86 | 9.3
2016-05-09 08:00 | 9:00 | 11 | 87 | 8.2
2016-05-09 09:00 | 10:00 | 11.1 | 83 | 11.8
2016-05-09 10:00 | 11:00 | 11.1 | 83 | 13.9
2016-05-09 11:00 | 12:00 | 10 | 93 | 8.2
2016-05-09 12:00 | 13:00 | 11 | 87 | 8.8
2016-05-09 13:00 | 14:00 | 10.6 | 92 | 8.2
2016-05-09 14:00 | 15:00 | 11 | 87 | 7.7
2016-05-09 15:00 | 16:00 | 12 | 94 | 7.7
2016-05-09 16:00 | 17:00 | 12.2 | 90 | 6.7
2016-05-09 17:00 | 18:00 | 12.2 | 83 | 7.2
2016-05-09 18:00 | 19:00 | 13.3 | 75 | 7.7
2016-05-09 19:00 | 20:00 | 13.3 | 75 | 6.2
2016-05-09 20:00 | 21:00 | 12.8 | 72 | 6.2
2016-05-09 21:00 | 22:00 | 12.2 | 80 | 5.7
2016-05-09 22:00 | 23:00 | 12.2 | 80 | 3.1
2016-05-09 23:00 | 24:00 | 15 | 87 | 4.6
2016-05-10 | 1:00 | 15 | 90 | 4.1
2016-05-10 01:00 | 2:00 | 15 | 90 | 4.1
2016-05-10 02:00 | 3:00 | 17.2 | 84 | 3.6
2016-05-10 03:00 | 4:00 | 17.2 | 84 | 4.1
2016-05-10 04:00 | 5:00 | 17.2 | 84 | 7.2
2016-05-10 05:00 | 6:00 | 17.8 | 87 | 6.2
2016-05-10 06:00 | 7:00 | 18.3 | 87 | 7.7
2016-05-10 07:00 | 8:00 | 18.3 | 87 | 7.7
2016-05-10 08:00 | 9:00 | 18.3 | 87 | 8.2
2016-05-10 09:00 | 10:00 | 18.9 | 87 | 9.3
2016-05-10 10:00 | 11:00 | 18.9 | 87 | 7.7
2016-05-10 11:00 | 12:00 | 22.8 | 66 | 10.3
2016-05-10 12:00 | 13:00 | 24.4 | 56 | 10.3
2016-05-10 13:00 | 14:00 | 24.4 | 56 | 9.3
2016-05-10 14:00 | 15:00 | 25.6 | 50 | 8.8
2016-05-10 15:00 | 16:00 | 26.1 | 42 | 7.7
2016-05-10 16:00 | 17:00 | 26.1 | 42 | 7.7
2016-05-10 17:00 | 18:00 | 23.9 | 54 | 7.7
2016-05-10 18:00 | 19:00 | 22 | 73 | 7.2
2016-05-10 19:00 | 20:00 | 20 | 78 | 6.2
2016-05-10 20:00 | 21:00 | 18.3 | 78 | 5.7
2016-05-10 21:00 | 22:00 | 18.3 | 78 | 5.7
2016-05-10 22:00 | 23:00 | 18.3 | 78 | 5.7
2016-05-10 23:00 | 24:00 | 18.3 | 78 | 4.6
2016-05-11 | 1:00 | 18.3 | 78 | 5.7
2016-05-11 01:00 | 2:00 | 18.3 | 78 | 4.1
2016-05-11 02:00 | 3:00 | 18.3 | 63 | 4.6
2016-05-11 03:00 | 4:00 | 17.2 | 56 | 5.2
2016-05-11 04:00 | 5:00 | 17.2 | 56 | 4.1
2016-05-11 05:00 | 6:00 | 17.2 | 44 | 4.6
2016-05-11 06:00 | 7:00 | 17.8 | 43 | 7.2
2016-05-11 07:00 | 8:00 | 17.8 | 43 | 6.2
2016-05-11 08:00 | 9:00 | 20.6 | 37 | 5.7
2016-05-11 09:00 | 10:00 | 21.7 | 31 | 2.6
2016-05-11 10:00 | 11:00 | 21.7 | 31 | 6.2
2016-05-11 11:00 | 12:00 | 24.4 | 18 | 5.7
2016-05-11 12:00 | 13:00 | 25.6 | 16 | 5.7
2016-05-11 13:00 | 14:00 | 25.6 | 16 | 5.7
2016-05-11 14:00 | 15:00 | 26.7 | 14 | 6.7
2016-05-11 15:00 | 16:00 | 26.1 | 14 | 7.2
2016-05-11 16:00 | 17:00 | 26.1 | 14 | 6.2
2016-05-11 17:00 | 18:00 | 25.6 | 15 | 6.7
2016-05-11 18:00 | 19:00 | 23.9 | 19 | 7.2
2016-05-11 19:00 | 20:00 | 23.9 | 19 | 5.7
2016-05-11 20:00 | 21:00 | 21.7 | 24 | 5.2
2016-05-11 21:00 | 22:00 | 21.1 | 26 | 3.6
2016-05-11 22:00 | 23:00 | 21.1 | 26 | 5.2
2016-05-11 23:00 | 24:00 | 18.9 | 33 | 4.6
2016-05-12 | 1:00 | 17.8 | 37 | 2.1
2016-05-12 01:00 | 2:00 | 17.8 | 37 | 5.2
2016-05-12 02:00 | 3:00 | 16.7 | 41 | 3.6
2016-05-12 03:00 | 4:00 | 16.7 | 39 | 4.1
2016-05-12 04:00 | 5:00 | 16.7 | 39 | 3.6
2016-05-12 05:00 | 6:00 | 19.4 | 33 | 4.6
2016-05-12 06:00 | 7:00 | 21.1 | 31 | 2.6
2016-05-12 07:00 | 8:00 | 21.1 | 31 | 3.1
2016-05-12 08:00 | 9:00 | 25 | 25 | 2.6
2016-05-12 09:00 | 10:00 | 22.8 | 33 | 2.6
2016-05-12 10:00 | 11:00 | 22.8 | 33 | 5.2
2016-05-12 11:00 | 12:00 | 23.9 | 34 | 5.7
2016-05-12 12:00 | 13:00 | 26.7 | 24 | 5.2
2016-05-12 13:00 | 14:00 | 26.7 | 24 | 4.6
2016-05-12 14:00 | 15:00 | 28.9 | 20 | 5.2
2016-05-12 15:00 | 16:00 | 27.2 | 25 | 6.7
2016-05-12 16:00 | 17:00 | 27.2 | 25 | 7.7
2016-05-12 17:00 | 18:00 | 24.4 | 37 | 6.7
2016-05-12 18:00 | 19:00 | 24.4 | 42 | 6.7
2016-05-12 19:00 | 20:00 | 24.4 | 42 | 5.7
2016-05-12 20:00 | 21:00 | 23.9 | 48 | 5.7
2016-05-12 21:00 | 22:00 | 23.3 | 52 | 5.2
2016-05-12 22:00 | 23:00 | 23.3 | 52 | 5.2
2016-05-12 23:00 | 24:00 | 11.1 | 74 | 4.1
2016-05-13 | 1:00 | 10.6 | 77 | 4.1
2016-05-13 01:00 | 2:00 | 10.6 | 77 | 3.6
2016-05-13 02:00 | 3:00 | 10 | 80 | 4.1
2016-05-13 03:00 | 4:00 | 10 | 77 | 3.6
2016-05-13 04:00 | 5:00 | 10 | 77 | 3.6
2016-05-13 05:00 | 6:00 | 10 | 74 | 3.1
2016-05-13 06:00 | 7:00 | 10.6 | 68 | 3.6
2016-05-13 07:00 | 8:00 | 10.6 | 68 | 2.6
2016-05-13 08:00 | 9:00 | 10 | 71 | 4.1
2016-05-13 09:00 | 10:00 | 10.6 | 71 | 5.7
2016-05-13 10:00 | 11:00 | 10.6 | 71 | 5.7
2016-05-13 11:00 | 12:00 | 10.6 | 71 | 7.7
2016-05-13 12:00 | 13:00 | 10 | 76 | 7.7
2016-05-13 13:00 | 14:00 | 9.4 | 74 | 5.7
2016-05-13 14:00 | 15:00 | 8.3 | 68 | 5.7
2016-05-13 15:00 | 16:00 | 8.9 | 66 | 7.2
2016-05-13 16:00 | 17:00 | 8.9 | 66 | 7.2
2016-05-13 17:00 | 18:00 | 8.3 | 65 | 7.2
2016-05-13 18:00 | 19:00 | 7.8 | 68 | 5.7
2016-05-13 19:00 | 20:00 | 7.8 | 68 | 5.7
2016-05-13 20:00 | 21:00 | 7.8 | 71 | 6.2
2016-05-13 21:00 | 22:00 | 8.3 | 71 | 6.2
2016-05-13 22:00 | 23:00 | 8.3 | 71 | 4.6
2016-05-13 23:00 | 24:00 | 8.3 | 76 | 6.2
2016-05-14 | 1:00 | 7.8 | 79 | 6.2
2016-05-14 01:00 | 2:00 | 7.8 | 79 | 4.6
2016-05-14 02:00 | 3:00 | 7.8 | 82 | 5.7
2016-05-14 03:00 | 4:00 | 8 | 81 | 5.2
2016-05-14 04:00 | 5:00 | 7.8 | 82 | 4.1
2016-05-14 05:00 | 6:00 | 8.9 | 83 | 5.2
2016-05-14 06:00 | 7:00 | 9.4 | 80 | 5.7
2016-05-14 07:00 | 8:00 | 9.4 | 80 | 7.7
2016-05-14 08:00 | 9:00 | 10.6 | 79 | 7.7
2016-05-14 09:00 | 10:00 | 12.2 | 74 | 7.7
2016-05-14 10:00 | 11:00 | 12.2 | 74 | 9.3
2016-05-14 11:00 | 12:00 | 12.8 | 72 | 9.8
2016-05-14 12:00 | 13:00 | 12.8 | 74 | 9.8
2016-05-14 13:00 | 14:00 | 12.8 | 74 | 8.2
2016-05-14 14:00 | 15:00 | 14.4 | 72 | 7.7
2016-05-14 15:00 | 16:00 | 14.4 | 72 | 8.2
2016-05-14 16:00 | 17:00 | 14.4 | 72 | 8.2
2016-05-14 17:00 | 18:00 | 14.4 | 75 | 8.2
2016-05-14 18:00 | 19:00 | 17.2 | 56 | 9.3
2016-05-14 19:00 | 20:00 | 17.2 | 56 | 9.3
2016-05-14 20:00 | 21:00 | 14.4 | 81 | 9.3
2016-05-14 21:00 | 22:00 | 14 | 82 | 10.3
2016-05-14 22:00 | 23:00 | 14.4 | 81 | 9.8
2016-05-14 23:00 | 24:00 | 14 | 88 | 10.3
2016-05-15 | 1:00 | 15 | 82 | 10.8
2016-05-15 01:00 | 2:00 | 15 | 81 | 10.8
2016-05-15 02:00 | 3:00 | 15 | 88 | 11.8
2016-05-15 03:00 | 4:00 | 15 | 90 | 10.8
2016-05-15 04:00 | 5:00 | 15 | 90 | 9.8
2016-05-15 05:00 | 6:00 | 14 | 94 | 10.3
2016-05-15 06:00 | 7:00 | 16.1 | 87 | 9.3
2016-05-15 07:00 | 8:00 | 16.1 | 87 | 8.2
2016-05-15 08:00 | 9:00 | 16.1 | 81 | 9.3
2016-05-15 09:00 | 10:00 | 17.8 | 73 | 7.7
2016-05-15 10:00 | 11:00 | 17.8 | 73 | 9.3
2016-05-15 11:00 | 12:00 | 23.3 | 62 | 10.3
2016-05-15 12:00 | 13:00 | 23.3 | 64 | 10.8
2016-05-15 13:00 | 14:00 | 23.3 | 64 | 9.8
2016-05-15 14:00 | 15:00 | 22 | 69 | 8.8
2016-05-15 15:00 | 16:00 | 22.2 | 68 | 9.3
2016-05-15 16:00 | 17:00 | 22.2 | 68 | 8.8
2016-05-15 17:00 | 18:00 | 21 | 73 | 9.3
2016-05-15 18:00 | 19:00 | 19.4 | 76 | 7.7
2016-05-15 19:00 | 20:00 | 19.4 | 76 | 7.7
2016-05-15 20:00 | 21:00 | 17.2 | 84 | 7.7
2016-05-15 21:00 | 22:00 | 17.2 | 87 | 8.2
2016-05-15 22:00 | 23:00 | 17.2 | 87 | 5.7
2016-05-15 23:00 | 24:00 | 17 | 82 | 6.7
2016-05-16 | 1:00 | 17.2 | 84 | 8.2
2016-05-16 01:00 | 2:00 | 17.2 | 84 | 7.7
2016-05-16 02:00 | 3:00 | 17 | 88 | 7.7
2016-05-16 03:00 | 4:00 | 17.2 | 87 | 6.2
2016-05-16 04:00 | 5:00 | 17.2 | 87 | 6.2
2016-05-16 05:00 | 6:00 | 16 | 88 | 5.7
2016-05-16 06:00 | 7:00 | 18.3 | 81 | 6.7
2016-05-16 07:00 | 8:00 | 18.3 | 81 | 7.7
2016-05-16 08:00 | 9:00 | 20.6 | 70 | 7.7
2016-05-16 09:00 | 10:00 | 21 | 64 | 7.7
2016-05-16 10:00 | 11:00 | 21.7 | 66 | 7.7
2016-05-16 11:00 | 12:00 | 21.7 | 66 | 8.8
2016-05-16 12:00 | 13:00 | 21.1 | 71 | 10.3
2016-05-16 13:00 | 14:00 | 21.1 | 71 | 12.9
2016-05-16 14:00 | 15:00 | 17 | 100 | 12.4
2016-05-16 15:00 | 16:00 | 17.8 | 90 | 6.7
2016-05-16 16:00 | 17:00 | 17.8 | 90 | 8.2
2016-05-16 17:00 | 18:00 | 18 | 88 | 9.3
2016-05-16 18:00 | 19:00 | 17 | 94 | 7.7
2016-05-16 19:00 | 20:00 | 17.2 | 93 | 6.2
2016-05-16 20:00 | 21:00 | 17.2 | 93 | 6.7
2016-05-16 21:00 | 22:00 | 17 | 94 | 3.6
2016-05-16 22:00 | 23:00 | 17.2 | 97 | 4.6
2016-05-16 23:00 | 24:00 | 17 | 94 | 3.6
2016-05-17 | 1:00 | 16.7 | 96 | 3.6
2016-05-17 01:00 | 2:00 | 16.7 | 96 | 3.1
2016-05-17 02:00 | 3:00 | 17.2 | 93 | 4.1
2016-05-17 03:00 | 4:00 | 17.2 | 93 | 3.6
2016-05-17 04:00 | 5:00 | 17.2 | 93 | 3.1
2016-05-17 05:00 | 6:00 | 17 | 94 | 3.6
2016-05-17 06:00 | 7:00 | 17 | 100 | 2.6
2016-05-17 07:00 | 8:00 | 17.2 | 97 | 2.6
2016-05-17 08:00 | 9:00 | 17 | 100 | 2.6
2016-05-17 09:00 | 10:00 | 17 | 82 | 3.1
2016-05-17 10:00 | 11:00 | 18.3 | 78 | 2.6
2016-05-17 11:00 | 12:00 | 20.6 | 51 | 2.6
2016-05-17 12:00 | 13:00 | 22.2 | 44 | 6.2
2016-05-17 13:00 | 14:00 | 22.2 | 44 | 6.2
2016-05-17 14:00 | 15:00 | 23.3 | 26 | 5.7
2016-05-17 15:00 | 16:00 | 23.3 | 27 | 4.1
2016-05-17 16:00 | 17:00 | 23.3 | 27 | 4.6
2016-05-17 17:00 | 18:00 | 21.7 | 31 | 6.2
2016-05-17 18:00 | 19:00 | 20 | 36 | 6.2
2016-05-17 19:00 | 20:00 | 20 | 36 | 5.2
2016-05-17 20:00 | 21:00 | 17.2 | 35 | 2.6
2016-05-17 21:00 | 22:00 | 16.1 | 36 | 3.6
2016-05-17 22:00 | 23:00 | 16.1 | 36 | 1
2016-05-17 23:00 | 24:00 | 14.4 | 42 | 1
2016-05-18 | 1:00 | 13.3 | 45 | 1
2016-05-18 01:00 | 2:00 | 13.3 | 45 | 1.5
2016-05-18 02:00 | 3:00 | 12.2 | 50 | 2.6
2016-05-18 03:00 | 4:00 | 11.7 | 52 | 3.1
2016-05-18 04:00 | 5:00 | 11.7 | 52 | 2.6
2016-05-18 05:00 | 6:00 | 11.7 | 56 | 4.1
2016-05-18 06:00 | 7:00 | 12.8 | 57 | 2.6
2016-05-18 07:00 | 8:00 | 12.8 | 57 | 1.5
2016-05-18 08:00 | 9:00 | 16.7 | 52 | 2.6
2016-05-18 09:00 | 10:00 | 16.7 | 56 | 3.1
2016-05-18 10:00 | 11:00 | 16.7 | 56 | 3.1
2016-05-18 11:00 | 12:00 | 16.1 | 56 | 3.1
2016-05-18 12:00 | 13:00 | 16.7 | 53 | 3.6
2016-05-18 13:00 | 14:00 | 16.7 | 53 | 3.6
2016-05-18 14:00 | 15:00 | 15.6 | 55 | 5.2
2016-05-18 15:00 | 16:00 | 14.4 | 53 | 4.6
2016-05-18 16:00 | 17:00 | 14.4 | 53 | 3.6
2016-05-18 17:00 | 18:00 | 14.4 | 55 | 3.1
2016-05-18 18:00 | 19:00 | 13.3 | 64 | 2.6
2016-05-18 19:00 | 20:00 | 13.3 | 64 | 1.5
2016-05-18 20:00 | 21:00 | 13.9 | 59 | 1
2016-05-18 21:00 | 22:00 | 16.1 | 41 | 1.5
2016-05-18 22:00 | 23:00 | 16.1 | 41 | 1
2016-05-18 23:00 | 24:00 | 14.4 | 34 | 1
2016-05-19 | 1:00 | 13.9 | 37 | 3.6
2016-05-19 01:00 | 2:00 | 13.9 | 37 | 3.1
2016-05-19 02:00 | 3:00 | 12.2 | 41 | 2.6
2016-05-19 03:00 | 4:00 | 11.1 | 48 | 1.5
2016-05-19 04:00 | 5:00 | 11.1 | 48 | 3.6
2016-05-19 05:00 | 6:00 | 12.2 | 43 | 2.6
2016-05-19 06:00 | 7:00 | 13.3 | 42 | 3.6
2016-05-19 07:00 | 8:00 | 13.3 | 42 | 3.1
2016-05-19 08:00 | 9:00 | 16.7 | 38 | 3.1
2016-05-19 09:00 | 10:00 | 17.2 | 35 | 3.1
2016-05-19 10:00 | 11:00 | 17.2 | 35 | 3.1
2016-05-19 11:00 | 12:00 | 17.8 | 31 | 4.6
2016-05-19 12:00 | 13:00 | 18.9 | 28 | 4.6
2016-05-19 13:00 | 14:00 | 18.9 | 28 | 5.7
2016-05-19 14:00 | 15:00 | 15 | 55 | 6.2
2016-05-19 15:00 | 16:00 | 16.1 | 48 | 5.7
2016-05-19 16:00 | 17:00 | 16.1 | 48 | 5.2
2016-05-19 17:00 | 18:00 | 15 | 51 | 3.6
2016-05-19 18:00 | 19:00 | 13.9 | 59 | 4.1
2016-05-19 19:00 | 20:00 | 13.9 | 59 | 4.1
2016-05-19 20:00 | 21:00 | 11.7 | 77 | 3.6
2016-05-19 21:00 | 22:00 | 11.7 | 77 | 2.6
2016-05-19 22:00 | 23:00 | 11.7 | 77 | 4.6
2016-05-19 23:00 | 24:00 | 12.2 | 74 | 3.6
2016-05-20 | 1:00 | 12.2 | 74 | 4.6
2016-05-20 01:00 | 2:00 | 12.2 | 74 | 4.1
2016-05-20 02:00 | 3:00 | 11.7 | 74 | 3.1
2016-05-20 03:00 | 4:00 | 12.2 | 66 | 3.1
2016-05-20 04:00 | 5:00 | 12.2 | 66 | 3.1
2016-05-20 05:00 | 6:00 | 12.8 | 64 | 2.1
2016-05-20 06:00 | 7:00 | 15 | 53 | 1.5
2016-05-20 07:00 | 8:00 | 15 | 53 | 3.1
2016-05-20 08:00 | 9:00 | 18.9 | 38 | 2.6
2016-05-20 09:00 | 10:00 | 20 | 33 | 3.1
2016-05-20 10:00 | 11:00 | 20 | 33 | 5.2
2016-05-20 11:00 | 12:00 | 16.7 | 56 | 6.2
2016-05-20 12:00 | 13:00 | 17.8 | 52 | 8.2
2016-05-20 13:00 | 14:00 | 17.8 | 52 | 6.7
2016-05-20 14:00 | 15:00 | 17.2 | 54 | 5.2
2016-05-20 15:00 | 16:00 | 17.2 | 52 | 3.1
2016-05-20 16:00 | 17:00 | 17.2 | 52 | 6.2
2016-05-20 17:00 | 18:00 | 16.1 | 56 | 5.7
2016-05-20 18:00 | 19:00 | 15.6 | 60 | 5.7
2016-05-20 19:00 | 20:00 | 15.6 | 60 | 5.2
2016-05-20 20:00 | 21:00 | 15.6 | 60 | 4.6
2016-05-20 21:00 | 22:00 | 14.4 | 62 | 4.6
2016-05-20 22:00 | 23:00 | 14.4 | 62 | 4.1
2016-05-20 23:00 | 24:00 | 13.9 | 64 | 5.2
2016-05-21 | 1:00 | 12.8 | 72 | 5.7
2016-05-21 01:00 | 2:00 | 12.8 | 72 | 6.7
2016-05-21 02:00 | 3:00 | 12.2 | 71 | 6.2
2016-05-21 03:00 | 4:00 | 11.1 | 83 | 6.7
2016-05-21 04:00 | 5:00 | 11.1 | 83 | 4.6
2016-05-21 05:00 | 6:00 | 13.3 | 75 | 6.7
2016-05-21 06:00 | 7:00 | 15 | 69 | 4.6
2016-05-21 07:00 | 8:00 | 15 | 69 | 7.7
2016-05-21 08:00 | 9:00 | 16.1 | 67 | 8.8
2016-05-21 09:00 | 10:00 | 16.1 | 70 | 8.2
2016-05-21 10:00 | 11:00 | 16.1 | 70 | 11.3
2016-05-21 11:00 | 12:00 | 16.7 | 67 | 11.3
2016-05-21 12:00 | 13:00 | 18.3 | 61 | 9.3
2016-05-21 13:00 | 14:00 | 18.3 | 61 | 10.3
2016-05-21 14:00 | 15:00 | 16.1 | 70 | 9.8
2016-05-21 15:00 | 16:00 | 15.6 | 72 | 10.8
2016-05-21 16:00 | 17:00 | 15.6 | 72 | 8.8
2016-05-21 17:00 | 18:00 | 15.6 | 67 | 8.8
2016-05-21 18:00 | 19:00 | 15 | 72 | 5.7
2016-05-21 19:00 | 20:00 | 15 | 72 | 3.6
2016-05-21 20:00 | 21:00 | 13.9 | 83 | 4.6
2016-05-21 21:00 | 22:00 | 13.3 | 87 | 4.6
2016-05-21 22:00 | 23:00 | 13.3 | 87 | 4.6
2016-05-21 23:00 | 24:00 | 13.3 | 80 | 4.6
2016-05-22 | 1:00 | 12.8 | 86 | 4.6
2016-05-22 01:00 | 2:00 | 12.8 | 86 | 5.2
2016-05-22 02:00 | 3:00 | 12.2 | 86 | 6.2
2016-05-22 03:00 | 4:00 | 11.7 | 89 | 6.2
2016-05-22 04:00 | 5:00 | 11.7 | 89 | 5.7
2016-05-22 05:00 | 6:00 | 11 | 94 | 6.2
2016-05-22 06:00 | 7:00 | 11 | 94 | 6.7
2016-05-22 07:00 | 8:00 | 10.6 | 100 | 6.2
2016-05-22 08:00 | 9:00 | 11.7 | 89 | 7.2
2016-05-22 09:00 | 10:00 | 13 | 82 | 8.2
2016-05-22 10:00 | 11:00 | 13.3 | 84 | 6.2
2016-05-22 11:00 | 12:00 | 13.9 | 80 | 9.3
2016-05-22 12:00 | 13:00 | 12.8 | 86 | 10.3
2016-05-22 13:00 | 14:00 | 12.8 | 86 | 7.7
2016-05-22 14:00 | 15:00 | 12 | 94 | 9.8
2016-05-22 15:00 | 16:00 | 14.4 | 87 | 8.8
2016-05-22 16:00 | 17:00 | 14.4 | 87 | 6.7
2016-05-22 17:00 | 18:00 | 13.9 | 83 | 6.2
2016-05-22 18:00 | 19:00 | 13.9 | 83 | 5.7
2016-05-22 19:00 | 20:00 | 13.9 | 83 | 5.2
2016-05-22 20:00 | 21:00 | 13 | 94 | 4.1
2016-05-22 21:00 | 22:00 | 12.2 | 90 | 4.1
2016-05-22 22:00 | 23:00 | 12.2 | 90 | 3.1
2016-05-22 23:00 | 24:00 | 12 | 94 | 2.6
2016-05-23 | 1:00 | 13 | 88 | 1
2016-05-23 01:00 | 2:00 | 12.8 | 93 | 3.1
2016-05-23 02:00 | 3:00 | 12.2 | 93 | 3.1
2016-05-23 03:00 | 4:00 | 12 | 100 | 2.6
2016-05-23 04:00 | 5:00 | 12.2 | 97 | 3.1
2016-05-23 05:00 | 6:00 | 12 | 94 | 2.6
2016-05-23 06:00 | 7:00 | 12 | 100 | 3.6
2016-05-23 07:00 | 8:00 | 12.2 | 93 | 5.2
2016-05-23 08:00 | 9:00 | 12 | 94 | 5.7
2016-05-23 09:00 | 10:00 | 12.2 | 86 | 3.6
2016-05-23 10:00 | 11:00 | 12.2 | 86 | 3.6
2016-05-23 11:00 | 12:00 | 13.3 | 80 | 5.2
2016-05-23 12:00 | 13:00 | 13.3 | 80 | 3.1
2016-05-23 13:00 | 14:00 | 13.3 | 80 | 5.2
2016-05-23 14:00 | 15:00 | 12.2 | 80 | 2.6
2016-05-23 15:00 | 16:00 | 12.2 | 77 | 5.7
2016-05-23 16:00 | 17:00 | 12.2 | 77 | 5.7
2016-05-23 17:00 | 18:00 | 12 | 82 | 7.2
2016-05-23 18:00 | 19:00 | 11.7 | 83 | 6.7
2016-05-23 19:00 | 20:00 | 11.7 | 83 | 5.2
2016-05-23 20:00 | 21:00 | 11 | 87 | 5.7
2016-05-23 21:00 | 22:00 | 11 | 87 | 5.7
2016-05-23 22:00 | 23:00 | 11.1 | 86 | 5.2
2016-05-23 23:00 | 24:00 | 11 | 87 | 4.1
2016-05-24 | 1:00 | 11.1 | 86 | 3.1
2016-05-24 01:00 | 2:00 | 11.1 | 86 | 2.6
2016-05-24 02:00 | 3:00 | 11 | 87 | 4.1
2016-05-24 03:00 | 4:00 | 11.7 | 86 | 2.1
2016-05-24 04:00 | 5:00 | 11.7 | 86 | 4.1
2016-05-24 05:00 | 6:00 | 11.7 | 83 | 3.6
2016-05-24 06:00 | 7:00 | 12.2 | 77 | 4.6
2016-05-24 07:00 | 8:00 | 12.2 | 77 | 5.7
2016-05-24 08:00 | 9:00 | 13.9 | 67 | 5.7
2016-05-24 09:00 | 10:00 | 13.9 | 69 | 7.2
2016-05-24 10:00 | 11:00 | 13.9 | 69 | 6.7
2016-05-24 11:00 | 12:00 | 15 | 55 | 7.2
2016-05-24 12:00 | 13:00 | 15.6 | 57 | 7.2
2016-05-24 13:00 | 14:00 | 15.6 | 57 | 8.2
2016-05-24 14:00 | 15:00 | 13.9 | 69 | 6.2
2016-05-24 15:00 | 16:00 | 14.4 | 67 | 6.2
2016-05-24 16:00 | 17:00 | 14.4 | 67 | 5.2
2016-05-24 17:00 | 18:00 | 12.8 | 72 | 3.6
2016-05-24 18:00 | 19:00 | 12.8 | 74 | 4.6
2016-05-24 19:00 | 20:00 | 12.8 | 74 | 3.6
2016-05-24 20:00 | 21:00 | 11.7 | 86 | 3.1
2016-05-24 21:00 | 22:00 | 11.7 | 89 | 4.1
2016-05-24 22:00 | 23:00 | 11.7 | 89 | 4.1
2016-05-24 23:00 | 24:00 | 11.7 | 89 | 5.2
2016-05-25 | 1:00 | 11.7 | 89 | 4.6
2016-05-25 01:00 | 2:00 | 11.7 | 89 | 6.2
2016-05-25 02:00 | 3:00 | 11 | 87 | 6.2
2016-05-25 03:00 | 4:00 | 11 | 94 | 6.2
2016-05-25 04:00 | 5:00 | 11.7 | 89 | 7.2
2016-05-25 05:00 | 6:00 | 11.7 | 93 | 7.2
2016-05-25 06:00 | 7:00 | 12 | 94 | 8.2
2016-05-25 07:00 | 8:00 | 12.2 | 90 | 7.7
2016-05-25 08:00 | 9:00 | 13.3 | 80 | 9.3
2016-05-25 09:00 | 10:00 | 13.9 | 77 | 10.3
2016-05-25 10:00 | 11:00 | 13.9 | 77 | 8.8
2016-05-25 11:00 | 12:00 | 16 | 72 | 7.7
2016-05-25 12:00 | 13:00 | 15.6 | 72 | 7.7
2016-05-25 13:00 | 14:00 | 15.6 | 72 | 7.2
2016-05-25 14:00 | 15:00 | 16.1 | 67 | 7.2
2016-05-25 15:00 | 16:00 | 16.7 | 65 | 7.7
2016-05-25 16:00 | 17:00 | 16.7 | 65 | 7.7
2016-05-25 17:00 | 18:00 | 16.1 | 75 | 7.7
2016-05-25 18:00 | 19:00 | 17.8 | 67 | 6.7
2016-05-25 19:00 | 20:00 | 17.8 | 67 | 5.2
2016-05-25 20:00 | 21:00 | 15.6 | 78 | 6.2
2016-05-25 21:00 | 22:00 | 14.4 | 84 | 6.2
2016-05-25 22:00 | 23:00 | 14.4 | 84 | 4.1
2016-05-25 23:00 | 24:00 | 13.3 | 87 | 4.6
2016-05-26 | 1:00 | 13.3 | 84 | 2.6
2016-05-26 01:00 | 2:00 | 13.3 | 84 | 4.1
2016-05-26 02:00 | 3:00 | 13.3 | 84 | 4.6
2016-05-26 03:00 | 4:00 | 12.8 | 86 | 5.7
2016-05-26 04:00 | 5:00 | 12.8 | 86 | 5.2
2016-05-26 05:00 | 6:00 | 17.2 | 63 | 3.6
2016-05-26 06:00 | 7:00 | 17.2 | 67 | 6.2
2016-05-26 07:00 | 8:00 | 17.2 | 67 | 4.1
2016-05-26 08:00 | 9:00 | 17.2 | 72 | 4.6
2016-05-26 09:00 | 10:00 | 20 | 61 | 5.7
2016-05-26 10:00 | 11:00 | 20 | 61 | 7.2
2016-05-26 11:00 | 12:00 | 24.4 | 43 | 7.2
2016-05-26 12:00 | 13:00 | 22.8 | 53 | 3.1
2016-05-26 13:00 | 14:00 | 22.8 | 53 | 5.2
2016-05-26 14:00 | 15:00 | 25.6 | 40 | 5.7
2016-05-26 15:00 | 16:00 | 26.1 | 39 | 5.2
2016-05-26 16:00 | 17:00 | 26.1 | 39 | 5.2
2016-05-26 17:00 | 18:00 | 25 | 47 | 4.6
2016-05-26 18:00 | 19:00 | 23.9 | 54 | 4.1
2016-05-26 19:00 | 20:00 | 23.9 | 54 | 3.6
2016-05-26 20:00 | 21:00 | 22.8 | 57 | 4.6
2016-05-26 21:00 | 22:00 | 22.2 | 57 | 4.1
2016-05-26 22:00 | 23:00 | 22.2 | 57 | 3.6
2016-05-26 23:00 | 24:00 | 23.3 | 48 | 5.2
2016-05-27 | 1:00 | 22.8 | 50 | 3.6
2016-05-27 01:00 | 2:00 | 22.8 | 50 | 4.1
2016-05-27 02:00 | 3:00 | 19.4 | 63 | 3.6
2016-05-27 03:00 | 4:00 | 18.3 | 70 | 4.1
2016-05-27 04:00 | 5:00 | 18.3 | 70 | 3.1
2016-05-27 05:00 | 6:00 | 17.8 | 75 | 3.1
2016-05-27 06:00 | 7:00 | 21.7 | 57 | 2.6
2016-05-27 07:00 | 8:00 | 21.7 | 57 | 2.6
2016-05-27 08:00 | 9:00 | 16 | 82 | 4.1
2016-05-27 09:00 | 10:00 | 13.3 | 90 | 4.6
2016-05-27 10:00 | 11:00 | 13.3 | 90 | 3.6
2016-05-27 11:00 | 12:00 | 13.3 | 87 | 4.1
2016-05-27 12:00 | 13:00 | 13 | 88 | 4.1
2016-05-27 13:00 | 14:00 | 12.8 | 83 | 3.6
2016-05-27 14:00 | 15:00 | 12.8 | 77 | 4.1
2016-05-27 15:00 | 16:00 | 12 | 76 | 4.6
2016-05-27 16:00 | 17:00 | 11.7 | 80 | 4.1
2016-05-27 17:00 | 18:00 | 11 | 87 | 3.6
2016-05-27 18:00 | 19:00 | 10.6 | 89 | 4.1
2016-05-27 19:00 | 20:00 | 10.6 | 89 | 3.1
2016-05-27 20:00 | 21:00 | 10 | 89 | 3.1
2016-05-27 21:00 | 22:00 | 10 | 87 | 2.1
2016-05-27 22:00 | 23:00 | 10 | 89 | 1.5
2016-05-27 23:00 | 24:00 | 10 | 89 | 0
2016-05-28 | 1:00 | 10 | 89 | 0
2016-05-28 01:00 | 2:00 | 10 | 89 | 0
2016-05-28 02:00 | 3:00 | 10 | 87 | 2.1
2016-05-28 03:00 | 4:00 | 10 | 87 | 2.6
2016-05-28 04:00 | 5:00 | 10 | 89 | 1
2016-05-28 05:00 | 6:00 | 10 | 93 | 2.6
2016-05-28 06:00 | 7:00 | 10 | 93 | 4.1
2016-05-28 07:00 | 8:00 | 10 | 93 | 2.6
2016-05-28 08:00 | 9:00 | 10 | 93 | 3.1
2016-05-28 09:00 | 10:00 | 10 | 93 | 3.6
2016-05-28 10:00 | 11:00 | 10 | 89 | 3.6
2016-05-28 11:00 | 12:00 | 10 | 87 | 5.2
2016-05-28 12:00 | 13:00 | 9.4 | 86 | 6.7
2016-05-28 13:00 | 14:00 | 9.4 | 86 | 6.7
2016-05-28 14:00 | 15:00 | 8.9 | 89 | 4.6
2016-05-28 15:00 | 16:00 | 8.9 | 83 | 6.7
2016-05-28 16:00 | 17:00 | 8.9 | 83 | 6.2
2016-05-28 17:00 | 18:00 | 8.3 | 86 | 6.2
2016-05-28 18:00 | 19:00 | 8.3 | 83 | 6.2
2016-05-28 19:00 | 20:00 | 8.3 | 83 | 5.2
2016-05-28 20:00 | 21:00 | 8 | 76 | 5.2
2016-05-28 21:00 | 22:00 | 7.8 | 76 | 5.7
2016-05-28 22:00 | 23:00 | 7.8 | 76 | 4.1
2016-05-28 23:00 | 24:00 | 6.7 | 85 | 3.6
2016-05-29 | 1:00 | 6.7 | 82 | 6.2
2016-05-29 01:00 | 2:00 | 6.7 | 82 | 5.7
2016-05-29 02:00 | 3:00 | 6.7 | 85 | 5.2
2016-05-29 03:00 | 4:00 | 6.7 | 85 | 4.1
2016-05-29 04:00 | 5:00 | 6.7 | 85 | 4.1
2016-05-29 05:00 | 6:00 | 8.9 | 77 | 5.7
2016-05-29 06:00 | 7:00 | 11.7 | 63 | 5.7
2016-05-29 07:00 | 8:00 | 11.7 | 63 | 6.2
2016-05-29 08:00 | 9:00 | 13.9 | 59 | 6.2
2016-05-29 09:00 | 10:00 | 14.4 | 53 | 6.2
2016-05-29 10:00 | 11:00 | 14.4 | 53 | 7.7
2016-05-29 11:00 | 12:00 | 13.9 | 67 | 7.2
2016-05-29 12:00 | 13:00 | 13.3 | 69 | 5.7
2016-05-29 13:00 | 14:00 | 13.3 | 69 | 8.2
2016-05-29 14:00 | 15:00 | 12.8 | 66 | 7.7
2016-05-29 15:00 | 16:00 | 12.8 | 59 | 7.7
2016-05-29 16:00 | 17:00 | 12.8 | 59 | 7.7
2016-05-29 17:00 | 18:00 | 12.2 | 43 | 7.2
2016-05-29 18:00 | 19:00 | 11.7 | 71 | 5.7
2016-05-29 19:00 | 20:00 | 11.7 | 71 | 5.2
2016-05-29 20:00 | 21:00 | 11.1 | 69 | 4.1
2016-05-29 21:00 | 22:00 | 11.1 | 69 | 4.1
2016-05-29 22:00 | 23:00 | 11.1 | 69 | 4.1
2016-05-29 23:00 | 24:00 | 10.6 | 77 | 4.1
2016-05-30 | 1:00 | 10 | 80 | 3.6
2016-05-30 01:00 | 2:00 | 10 | 80 | 4.6
2016-05-30 02:00 | 3:00 | 9.4 | 80 | 4.1
2016-05-30 03:00 | 4:00 | 8.9 | 83 | 3.6
2016-05-30 04:00 | 5:00 | 8.9 | 83 | 4.1
2016-05-30 05:00 | 6:00 | 10 | 80 | 3.6
2016-05-30 06:00 | 7:00 | 12.2 | 69 | 5.2
2016-05-30 07:00 | 8:00 | 12.2 | 69 | 3.6
2016-05-30 08:00 | 9:00 | 16.1 | 60 | 3.1
2016-05-30 09:00 | 10:00 | 16.7 | 60 | 4.6
2016-05-30 10:00 | 11:00 | 16.7 | 60 | 3.6
2016-05-30 11:00 | 12:00 | 17.2 | 63 | 5.7
2016-05-30 12:00 | 13:00 | 18.3 | 56 | 6.7
2016-05-30 13:00 | 14:00 | 18.3 | 56 | 6.7
2016-05-30 14:00 | 15:00 | 17.8 | 58 | 6.2
2016-05-30 15:00 | 16:00 | 16.1 | 62 | 6.2
2016-05-30 16:00 | 17:00 | 16.1 | 62 | 3.6
2016-05-30 17:00 | 18:00 | 14.4 | 81 | 4.1
2016-05-30 18:00 | 19:00 | 14.4 | 81 | 4.6
2016-05-30 19:00 | 20:00 | 14.4 | 81 | 3.1
2016-05-30 20:00 | 21:00 | 13 | 82 | 2.1
2016-05-30 21:00 | 22:00 | 12.8 | 80 | 2.1
2016-05-30 22:00 | 23:00 | 12.8 | 80 | 2.1
2016-05-30 23:00 | 24:00 | 12 | 82 | 0.5
2016-05-31 | 1:00 | 11 | 87 | 1.5
2016-05-31 01:00 | 2:00 | 11.1 | 86 | 2.6
2016-05-31 02:00 | 3:00 | 11 | 87 | 3.1
2016-05-31 03:00 | 4:00 | 11.7 | 86 | 3.6
2016-05-31 04:00 | 5:00 | 11.7 | 86 | 3.6
2016-05-31 05:00 | 6:00 | 12 | 82 | 3.1
2016-05-31 06:00 | 7:00 | 12 | 82 | 3.1
2016-05-31 07:00 | 8:00 | 12.2 | 80 | 3.6
2016-05-31 08:00 | 9:00 | 13.3 | 69 | 4.6
2016-05-31 09:00 | 10:00 | 13.9 | 64 | 6.2
2016-05-31 10:00 | 11:00 | 13.9 | 64 | 5.2
2016-05-31 11:00 | 12:00 | 14.4 | 72 | 6.7
2016-05-31 12:00 | 13:00 | 13.9 | 69 | 6.7
2016-05-31 13:00 | 14:00 | 13.9 | 69 | 4.1
2016-05-31 14:00 | 15:00 | 14.4 | 57 | 5.7
2016-05-31 15:00 | 16:00 | 14.4 | 57 | 6.2
2016-05-31 16:00 | 17:00 | 14.4 | 57 | 6.2
2016-05-31 17:00 | 18:00 | 12.2 | 74 | 6.2
2016-05-31 18:00 | 19:00 | 11.9 | 71 | 5.7
2016-05-31 19:00 | 20:00 | 12.1 | 66 | 4.1
2016-05-31 20:00 | 21:00 | 12.1 | 59 | 4.1
2016-05-31 21:00 | 22:00 | 12.8 | 63 | 4.8
2016-05-31 22:00 | 23:00 | 13.5 | 69 | 5.6
2016-05-31 23:00 | 24:00 | 13.9 | 77 | 6.3
2017-06-01 | 1:00 | 14.5 | 90 | 7.1
2017-06-01 01:00 | 2:00 | 14.2 | 91 | 7.8
2017-06-01 02:00 | 3:00 | 14.2 | 92 | 8.6
2017-06-01 03:00 | 4:00 | 14.6 | 90 | 9.3
2017-06-01 04:00 | 5:00 | 15 | 89 | 8.2
2017-06-01 05:00 | 6:00 | 17 | 78 | 8.2
2017-06-01 06:00 | 7:00 | 15.6 | 86 | 7.7
2017-06-01 07:00 | 8:00 | 15.6 | 86 | 6.7
2017-06-01 08:00 | 9:00 | 21.7 | 55 | 7.2
2017-06-01 09:00 | 10:00 | 23.3 | 46 | 6.2
2017-06-01 10:00 | 11:00 | 23.3 | 46 | 6.7
2017-06-01 11:00 | 12:00 | 25 | 33 | 9.8
2017-06-01 12:00 | 13:00 | 25.6 | 31 | 7.7
2017-06-01 13:00 | 14:00 | 25.6 | 31 | 10.8
2017-06-01 14:00 | 15:00 | 24.4 | 40 | 9.8
2017-06-01 15:00 | 16:00 | 19.4 | 61 | 8.8
2017-06-01 16:00 | 17:00 | 21.1 | 61 | 8.8
2017-06-01 17:00 | 18:00 | 22.8 | 46 | 9.3
2017-06-01 18:00 | 19:00 | 21.7 | 53 | 7.7
2017-06-01 19:00 | 20:00 | 21.7 | 53 | 8.2
2017-06-01 20:00 | 21:00 | 20 | 53 | 7.2
2017-06-01 21:00 | 22:00 | 18.3 | 63 | 7.7
2017-06-01 22:00 | 23:00 | 18.3 | 63 | 6.2
2017-06-01 23:00 | 24:00 | 17.2 | 50 | 5.2
2017-06-02 | 1:00 | 16.7 | 41 | 5.2
2017-06-02 01:00 | 2:00 | 16.7 | 41 | 5.2
2017-06-02 02:00 | 3:00 | 14.4 | 46 | 5.2
2017-06-02 03:00 | 4:00 | 13.9 | 49 | 4.6
2017-06-02 04:00 | 5:00 | 13.9 | 49 | 7.7
2017-06-02 05:00 | 6:00 | 15 | 44 | 6.2
2017-06-02 06:00 | 7:00 | 16.1 | 44 | 5.2
2017-06-02 07:00 | 8:00 | 16.1 | 44 | 6.2
2017-06-02 08:00 | 9:00 | 18.3 | 41 | 5.7
2017-06-02 09:00 | 10:00 | 20 | 36 | 9.3
2017-06-02 10:00 | 11:00 | 20 | 36 | 10.3
2017-06-02 11:00 | 12:00 | 20 | 36 | 8.8
2017-06-02 12:00 | 13:00 | 21.1 | 35 | 9.3
2017-06-02 13:00 | 14:00 | 21.1 | 35 | 5.7
2017-06-02 14:00 | 15:00 | 21.1 | 31 | 10.3
2017-06-02 15:00 | 16:00 | 21.1 | 31 | 9.8
2017-06-02 16:00 | 17:00 | 21.1 | 32 | 9.3
2017-06-02 17:00 | 18:00 | 17.2 | 63 | 9.8
2017-06-02 18:00 | 19:00 | 17.2 | 60 | 7.7
2017-06-02 19:00 | 20:00 | 17.2 | 63 | 7.7
2017-06-02 20:00 | 21:00 | 17.8 | 50 | 4.1
2017-06-02 21:00 | 22:00 | 16.1 | 56 | 3.1
2017-06-02 22:00 | 23:00 | 16.1 | 56 | 4.6
2017-06-02 23:00 | 24:00 | 13.9 | 63 | 4.1
2017-06-03 | 1:00 | 13.3 | 67 | 3.6
2017-06-03 01:00 | 2:00 | 13.3 | 67 | 4.1
2017-06-03 02:00 | 3:00 | 12.8 | 66 | 5.2
2017-06-03 03:00 | 4:00 | 11.1 | 77 | 4.6
2017-06-03 04:00 | 5:00 | 11.1 | 77 | 5.7
2017-06-03 05:00 | 6:00 | 12.8 | 69 | 5.7
2017-06-03 06:00 | 7:00 | 13.9 | 62 | 6.2
2017-06-03 07:00 | 8:00 | 13.9 | 62 | 4.6
2017-06-03 08:00 | 9:00 | 17.8 | 46 | 7.2
2017-06-03 09:00 | 10:00 | 18.3 | 45 | 7.2
2017-06-03 10:00 | 11:00 | 18.3 | 45 | 6.2
2017-06-03 11:00 | 12:00 | 16.1 | 60 | 5.2
2017-06-03 12:00 | 13:00 | 17.8 | 52 | 5.7
2017-06-03 13:00 | 14:00 | 17.8 | 52 | 8.2
2017-06-03 14:00 | 15:00 | 19.4 | 45 | 6.2
2017-06-03 15:00 | 16:00 | 20 | 43 | 5.7
2017-06-03 16:00 | 17:00 | 20 | 43 | 5.7
2017-06-03 17:00 | 18:00 | 18.9 | 47 | 7.2
2017-06-03 18:00 | 19:00 | 17.2 | 56 | 3.6
2017-06-03 19:00 | 20:00 | 17.2 | 56 | 4.1
2017-06-03 20:00 | 21:00 | 16.7 | 58 | 3.1
2017-06-03 21:00 | 22:00 | 15.6 | 60 | 4.6
2017-06-03 22:00 | 23:00 | 15.6 | 60 | 4.6
2017-06-03 23:00 | 24:00 | 14.4 | 65 | 2.6
2017-06-04 | 1:00 | 13.3 | 69 | 2.1
2017-06-04 01:00 | 2:00 | 13.3 | 69 | 2.1
2017-06-04 02:00 | 3:00 | 13.3 | 69 | 1.5
2017-06-04 03:00 | 4:00 | 12.8 | 72 | 1.5
2017-06-04 04:00 | 5:00 | 12.8 | 72 | 2.1
2017-06-04 05:00 | 6:00 | 14.4 | 70 | 0
2017-06-04 06:00 | 7:00 | 16.1 | 64 | 2.6
2017-06-04 07:00 | 8:00 | 16.1 | 64 | 2.6
2017-06-04 08:00 | 9:00 | 18.9 | 56 | 4.6
2017-06-04 09:00 | 10:00 | 18.3 | 61 | 5.7
2017-06-04 10:00 | 11:00 | 18.3 | 61 | 6.7
2017-06-04 11:00 | 12:00 | 20 | 57 | 7.2
2017-06-04 12:00 | 13:00 | 18.9 | 59 | 7.2
2017-06-04 13:00 | 14:00 | 18.9 | 59 | 9.3
2017-06-04 14:00 | 15:00 | 18.3 | 68 | 8.2
2017-06-04 15:00 | 16:00 | 20.6 | 53 | 8.2
2017-06-04 16:00 | 17:00 | 20.6 | 53 | 7.7
2017-06-04 17:00 | 18:00 | 17.8 | 75 | 6.7
2017-06-04 18:00 | 19:00 | 16.1 | 87 | 7.2
2017-06-04 19:00 | 20:00 | 16.1 | 87 | 7.2
2017-06-04 20:00 | 21:00 | 15 | 90 | 7.2
2017-06-04 21:00 | 22:00 | 13.9 | 93 | 5.2
2017-06-04 22:00 | 23:00 | 13.9 | 93 | 5.7
2017-06-04 23:00 | 24:00 | 13.9 | 93 | 3.6
2017-06-05 | 1:00 | 13.3 | 97 | 4.6
2017-06-05 01:00 | 2:00 | 13.3 | 97 | 6.7
2017-06-05 02:00 | 3:00 | 13.3 | 97 | 6.2
2017-06-05 03:00 | 4:00 | 13.3 | 93 | 6.2
2017-06-05 04:00 | 5:00 | 13.3 | 93 | 5.2
2017-06-05 05:00 | 6:00 | 12.2 | 97 | 5.2
2017-06-05 06:00 | 7:00 | 12.8 | 100 | 7.2
2017-06-05 07:00 | 8:00 | 12.2 | 100 | 8.2
2017-06-05 08:00 | 9:00 | 12.2 | 100 | 7.2
2017-06-05 09:00 | 10:00 | 12.2 | 100 | 7.7
2017-06-05 10:00 | 11:00 | 12.2 | 100 | 8.8
2017-06-05 11:00 | 12:00 | 12.8 | 96 | 8.2
2017-06-05 12:00 | 13:00 | 12.8 | 96 | 9.8
2017-06-05 13:00 | 14:00 | 12.8 | 96 | 6.7
2017-06-05 14:00 | 15:00 | 12.2 | 100 | 7.7
2017-06-05 15:00 | 16:00 | 12 | 100 | 6.2
2017-06-05 16:00 | 17:00 | 12.2 | 100 | 4.6
2017-06-05 17:00 | 18:00 | 11.7 | 100 | 5.1
2017-06-05 18:00 | 19:00 | 11.7 | 100 | 5.7
2017-06-05 19:00 | 20:00 | 11.7 | 100 | 6.2
2017-06-05 20:00 | 21:00 | 11.7 | 96 | 7.2
2017-06-05 21:00 | 22:00 | 11.1 | 100 | 7.2
2017-06-05 22:00 | 23:00 | 11.1 | 100 | 6.7
2017-06-05 23:00 | 24:00 | 11 | 100 | 7.7
2017-06-06 | 1:00 | 11.1 | 97 | 3.1
2017-06-06 01:00 | 2:00 | 11.1 | 97 | 5.7
2017-06-06 02:00 | 3:00 | 10 | 96 | 4.6
2017-06-06 03:00 | 4:00 | 10 | 96 | 2.6
2017-06-06 04:00 | 5:00 | 10 | 96 | 2.1
2017-06-06 05:00 | 6:00 | 10 | 96 | 4.1
2017-06-06 06:00 | 7:00 | 9.4 | 100 | 5.7
2017-06-06 07:00 | 8:00 | 9.4 | 100 | 4.1
2017-06-06 08:00 | 9:00 | 9.4 | 97 | 2.6
2017-06-06 09:00 | 10:00 | 8.9 | 100 | 6.2
2017-06-06 10:00 | 11:00 | 8.9 | 100 | 9.8
2017-06-06 11:00 | 12:00 | 8.9 | 100 | 7.2
2017-06-06 12:00 | 13:00 | 8.9 | 96 | 6.2
2017-06-06 13:00 | 14:00 | 8.3 | 100 | 6.7
2017-06-06 14:00 | 15:00 | 8.9 | 96 | 4.6
2017-06-06 15:00 | 16:00 | 9.4 | 93 | 3.1
2017-06-06 16:00 | 17:00 | 9.4 | 93 | 4.1
2017-06-06 17:00 | 18:00 | 9.4 | 93 | 3.6
2017-06-06 18:00 | 19:00 | 10 | 93 | 3.6
2017-06-06 19:00 | 20:00 | 10 | 96 | 3.1
2017-06-06 20:00 | 21:00 | 10 | 96 | 4.1
2017-06-06 21:00 | 22:00 | 9.4 | 100 | 4.6
2017-06-06 22:00 | 23:00 | 9.4 | 100 | 4.6
2017-06-06 23:00 | 24:00 | 10 | 96 | 3.6
2017-06-07 | 1:00 | 10 | 96 | 3.1
2017-06-07 01:00 | 2:00 | 10 | 96 | 4.1
2017-06-07 02:00 | 3:00 | 10 | 96 | 5.7
2017-06-07 03:00 | 4:00 | 10.6 | 96 | 5.1
2017-06-07 04:00 | 5:00 | 10.6 | 96 | 5.2
2017-06-07 05:00 | 6:00 | 11.1 | 93 | 5.7
2017-06-07 06:00 | 7:00 | 12.2 | 90 | 5.2
2017-06-07 07:00 | 8:00 | 12.2 | 90 | 5.2
2017-06-07 08:00 | 9:00 | 14.4 | 78 | 6.7
2017-06-07 09:00 | 10:00 | 15.6 | 72 | 7.7
2017-06-07 10:00 | 11:00 | 15.6 | 72 | 8.2
2017-06-07 11:00 | 12:00 | 15 | 75 | 7.2
2017-06-07 12:00 | 13:00 | 14.4 | 75 | 7.2
2017-06-07 13:00 | 14:00 | 14.4 | 75 | 7.2
2017-06-07 14:00 | 15:00 | 14.4 | 72 | 7.7
2017-06-07 15:00 | 16:00 | 15.6 | 62 | 6.2
2017-06-07 16:00 | 17:00 | 15.6 | 62 | 5.7
2017-06-07 17:00 | 18:00 | 16.7 | 58 | 4.1
2017-06-07 18:00 | 19:00 | 15 | 55 | 4.6
2017-06-07 19:00 | 20:00 | 15 | 55 | 2.6
2017-06-07 20:00 | 21:00 | 14.4 | 65 | 2.6
2017-06-07 21:00 | 22:00 | 13.9 | 69 | 2.6
2017-06-07 22:00 | 23:00 | 13.9 | 69 | 2.6
2017-06-07 23:00 | 24:00 | 13.3 | 69 | 2.1
2017-06-08 | 1:00 | 12.8 | 77 | 2.6
2017-06-08 01:00 | 2:00 | 12.8 | 77 | 3.1
2017-06-08 02:00 | 3:00 | 11.1 | 93 | 2.6
2017-06-08 03:00 | 4:00 | 11.1 | 89 | 2.6
2017-06-08 04:00 | 5:00 | 11.1 | 89 | 2.1
2017-06-08 05:00 | 6:00 | 13.9 | 80 | 1.5
2017-06-08 06:00 | 7:00 | 15 | 81 | 1.5
2017-06-08 07:00 | 8:00 | 15 | 81 | 3.1
2017-06-08 08:00 | 9:00 | 17.8 | 70 | 2.6
2017-06-08 09:00 | 10:00 | 20 | 55 | 3.6
2017-06-08 10:00 | 11:00 | 20 | 55 | 3.1
2017-06-08 11:00 | 12:00 | 20 | 57 | 4.6
2017-06-08 12:00 | 13:00 | 21.1 | 55 | 5.2
2017-06-08 13:00 | 14:00 | 21.1 | 55 | 5.2
2017-06-08 14:00 | 15:00 | 19.4 | 57 | 7.2
2017-06-08 15:00 | 16:00 | 19.4 | 59 | 8.2
2017-06-08 16:00 | 17:00 | 19.4 | 59 | 8.2
2017-06-08 17:00 | 18:00 | 17.8 | 60 | 5.7
2017-06-08 18:00 | 19:00 | 16.1 | 72 | 5.2
2017-06-08 19:00 | 20:00 | 16.1 | 72 | 6.7
2017-06-08 20:00 | 21:00 | 13.9 | 72 | 7.7
2017-06-08 21:00 | 22:00 | 13.9 | 72 | 5.7
2017-06-08 22:00 | 23:00 | 13.9 | 72 | 6.2
2017-06-08 23:00 | 24:00 | 13.3 | 90 | 5.7
2017-06-09 | 1:00 | 13.3 | 90 | 4.1
2017-06-09 01:00 | 2:00 | 13.3 | 90 | 4.1
2017-06-09 02:00 | 3:00 | 12.8 | 93 | 5.2
2017-06-09 03:00 | 4:00 | 14 | 88 | 5.2
2017-06-09 04:00 | 5:00 | 13.9 | 87 | 4.6
2017-06-09 05:00 | 6:00 | 13.3 | 87 | 5.2
2017-06-09 06:00 | 7:00 | 14.4 | 81 | 6.7
2017-06-09 07:00 | 8:00 | 14.4 | 81 | 6.7
2017-06-09 08:00 | 9:00 | 19.4 | 57 | 6.7
2017-06-09 09:00 | 10:00 | 21.7 | 44 | 5.2
2017-06-09 10:00 | 11:00 | 21.7 | 44 | 4.6
2017-06-09 11:00 | 12:00 | 21.1 | 47 | 5.2
2017-06-09 12:00 | 13:00 | 25 | 36 | 5.7
2017-06-09 13:00 | 14:00 | 25 | 36 | 7.2
2017-06-09 14:00 | 15:00 | 22.8 | 51 | 6.2
2017-06-09 15:00 | 16:00 | 20 | 61 | 6.2
2017-06-09 16:00 | 17:00 | 20.6 | 59 | 7.7
2017-06-09 17:00 | 18:00 | 23.9 | 46 | 6.7
2017-06-09 18:00 | 19:00 | 23.9 | 43 | 4.6
2017-06-09 19:00 | 20:00 | 23.9 | 43 | 4.6
2017-06-09 20:00 | 21:00 | 20.6 | 63 | 4.6
2017-06-09 21:00 | 22:00 | 20.6 | 57 | 3.1
2017-06-09 22:00 | 23:00 | 20.6 | 57 | 5.2
2017-06-09 23:00 | 24:00 | 21.1 | 44 | 5.2
2017-06-10 | 1:00 | 20.6 | 45 | 6.2
2017-06-10 01:00 | 2:00 | 20.6 | 45 | 5.2
2017-06-10 02:00 | 3:00 | 18.9 | 52 | 4.1
2017-06-10 03:00 | 4:00 | 18.3 | 56 | 4.6
2017-06-10 04:00 | 5:00 | 18.3 | 56 | 6.2
2017-06-10 05:00 | 6:00 | 19.4 | 54 | 4.6
2017-06-10 06:00 | 7:00 | 21.1 | 53 | 3.6
2017-06-10 07:00 | 8:00 | 21.1 | 53 | 4.6
2017-06-10 08:00 | 9:00 | 24.4 | 52 | 4.6
2017-06-10 09:00 | 10:00 | 26.1 | 44 | 4.6
2017-06-10 10:00 | 11:00 | 26.1 | 44 | 4.1
2017-06-10 11:00 | 12:00 | 22.8 | 55 | 4.1
2017-06-10 12:00 | 13:00 | 28.9 | 37 | 4.1
2017-06-10 13:00 | 14:00 | 28.9 | 37 | 3.1
2017-06-10 14:00 | 15:00 | 27.2 | 42 | 4.6
2017-06-10 15:00 | 16:00 | 26.7 | 44 | 4.1
2017-06-10 16:00 | 17:00 | 26.7 | 44 | 4.1
2017-06-10 17:00 | 18:00 | 25.6 | 45 | 3.1
2017-06-10 18:00 | 19:00 | 24.4 | 52 | 2.6
2017-06-10 19:00 | 20:00 | 24.4 | 52 | 5.2
2017-06-10 20:00 | 21:00 | 23.9 | 51 | 5.7
2017-06-10 21:00 | 22:00 | 23.3 | 53 | 4.1
2017-06-10 22:00 | 23:00 | 23.3 | 53 | 4.6
2017-06-10 23:00 | 24:00 | 21.1 | 63 | 3.6
2017-06-11 | 1:00 | 20.6 | 68 | 4.1
2017-06-11 01:00 | 2:00 | 20.6 | 68 | 5.7
2017-06-11 02:00 | 3:00 | 19.4 | 76 | 4.6
2017-06-11 03:00 | 4:00 | 19.4 | 76 | 6.7
2017-06-11 04:00 | 5:00 | 19.4 | 76 | 6.2
2017-06-11 05:00 | 6:00 | 21.7 | 68 | 6.2
2017-06-11 06:00 | 7:00 | 24.4 | 60 | 7.7
2017-06-11 07:00 | 8:00 | 24.4 | 60 | 7.7
2017-06-11 08:00 | 9:00 | 28.9 | 49 | 7.7
2017-06-11 09:00 | 10:00 | 30 | 40 | 0
2017-06-11 10:00 | 11:00 | 30 | 40 | 7.7
2017-06-11 11:00 | 12:00 | 30 | 43 | 6.7
2017-06-11 12:00 | 13:00 | 31.1 | 39 | 7.7
2017-06-11 13:00 | 14:00 | 31.1 | 39 | 8.8
2017-06-11 14:00 | 15:00 | 32.2 | 37 | 8.2
2017-06-11 15:00 | 16:00 | 32.8 | 32 | 9.8
2017-06-11 16:00 | 17:00 | 32.8 | 32 | 6.7
2017-06-11 17:00 | 18:00 | 31.1 | 39 | 8.2
2017-06-11 18:00 | 19:00 | 29.4 | 48 | 5.2
2017-06-11 19:00 | 20:00 | 29.4 | 48 | 4.1
2017-06-11 20:00 | 21:00 | 26.7 | 58 | 4.1
2017-06-11 21:00 | 22:00 | 26.1 | 60 | 4.6
2017-06-11 22:00 | 23:00 | 26.1 | 60 | 6.2
2017-06-11 23:00 | 24:00 | 25 | 64 | 4.6
2017-06-12 | 1:00 | 23.3 | 71 | 5.2
2017-06-12 01:00 | 2:00 | 23.3 | 71 | 3.1
2017-06-12 02:00 | 3:00 | 22.8 | 71 | 3.1
2017-06-12 03:00 | 4:00 | 23.9 | 64 | 3.6
2017-06-12 04:00 | 5:00 | 23.9 | 64 | 3.6
2017-06-12 05:00 | 6:00 | 25.6 | 56 | 3.1
2017-06-12 06:00 | 7:00 | 27.2 | 51 | 3.6
2017-06-12 07:00 | 8:00 | 27.2 | 51 | 3.1
2017-06-12 08:00 | 9:00 | 30 | 43 | 3.6
2017-06-12 09:00 | 10:00 | 31.1 | 42 | 3.1
2017-06-12 10:00 | 11:00 | 31.1 | 42 | 3.1
2017-06-12 11:00 | 12:00 | 33.9 | 39 | 4.1
2017-06-12 12:00 | 13:00 | 33.9 | 36 | 4.6
2017-06-12 13:00 | 14:00 | 33.9 | 36 | 6.2
2017-06-12 14:00 | 15:00 | 35 | 30 | 6.7
2017-06-12 15:00 | 16:00 | 34.4 | 33 | 5.1
2017-06-12 16:00 | 17:00 | 34.4 | 33 | 5.7
2017-06-12 17:00 | 18:00 | 33.9 | 30 | 9.3
2017-06-12 18:00 | 19:00 | 32.2 | 38 | 6.2
2017-06-12 19:00 | 20:00 | 32.2 | 38 | 6.2
2017-06-12 20:00 | 21:00 | 29.4 | 51 | 7.2
2017-06-12 21:00 | 22:00 | 27.8 | 56 | 6.2
2017-06-12 22:00 | 23:00 | 27.8 | 56 | 5.7
2017-06-12 23:00 | 24:00 | 26.7 | 58 | 4.1
2017-06-13 | 1:00 | 26.1 | 60 | 5.2
2017-06-13 01:00 | 2:00 | 26.1 | 60 | 3.6
2017-06-13 02:00 | 3:00 | 25 | 64 | 4.6
2017-06-13 03:00 | 4:00 | 25.6 | 62 | 3.1
2017-06-13 04:00 | 5:00 | 25.6 | 62 | 2.6
2017-06-13 05:00 | 6:00 | 27.2 | 54 | 3.1
2017-06-13 06:00 | 7:00 | 28.3 | 51 | 3.1
2017-06-13 07:00 | 8:00 | 28.3 | 51 | 2.1
2017-06-13 08:00 | 9:00 | 30.6 | 48 | 2.6
2017-06-13 09:00 | 10:00 | 32.2 | 44 | 3.6
2017-06-13 10:00 | 11:00 | 32.2 | 44 | 3.6
2017-06-13 11:00 | 12:00 | 34.4 | 41 | 3.6
2017-06-13 12:00 | 13:00 | 34.4 | 41 | 4.1
2017-06-13 13:00 | 14:00 | 34.4 | 41 | 4.6
2017-06-13 14:00 | 15:00 | 34.4 | 41 | 5.2
2017-06-13 15:00 | 16:00 | 34.4 | 41 | 6.7
2017-06-13 16:00 | 17:00 | 34.4 | 41 | 6.2
2017-06-13 17:00 | 18:00 | 24.4 | 74 | 4.6
2017-06-13 18:00 | 19:00 | 26.1 | 67 | 1.5
2017-06-13 19:00 | 20:00 | 26.1 | 67 | 3.1
2017-06-13 20:00 | 21:00 | 27.8 | 55 | 3.6
2017-06-13 21:00 | 22:00 | 26.7 | 45 | 3.1
2017-06-13 22:00 | 23:00 | 26.7 | 45 | 2.1
2017-06-13 23:00 | 24:00 | 22.2 | 68 | 2.6
2017-06-14 | 1:00 | 19.4 | 87 | 3.6
2017-06-14 01:00 | 2:00 | 19.4 | 87 | 2.1
2017-06-14 02:00 | 3:00 | 21.7 | 70 | 2.6
2017-06-14 03:00 | 4:00 | 21.1 | 66 | 4.1
2017-06-14 04:00 | 5:00 | 21.1 | 66 | 3.1
2017-06-14 05:00 | 6:00 | 21.1 | 59 | 1.5
2017-06-14 06:00 | 7:00 | 21.7 | 49 | 2.1
2017-06-14 07:00 | 8:00 | 21.7 | 49 | 3.6
2017-06-14 08:00 | 9:00 | 21.7 | 44 | 2.6
2017-06-14 09:00 | 10:00 | 21.1 | 47 | 3.6
2017-06-14 10:00 | 11:00 | 21.1 | 47 | 4.6
2017-06-14 11:00 | 12:00 | 19.4 | 57 | 4.6
2017-06-14 12:00 | 13:00 | 19.4 | 59 | 7.2
2017-06-14 13:00 | 14:00 | 19.4 | 59 | 5.2
2017-06-14 14:00 | 15:00 | 19.4 | 54 | 3.6
2017-06-14 15:00 | 16:00 | 18.9 | 59 | 4.6
2017-06-14 16:00 | 17:00 | 18.9 | 59 | 5.2
2017-06-14 17:00 | 18:00 | 18.3 | 54 | 5.7
2017-06-14 18:00 | 19:00 | 17.8 | 63 | 5.2
2017-06-14 19:00 | 20:00 | 17.8 | 63 | 6.7
2017-06-14 20:00 | 21:00 | 16.7 | 58 | 4.6
2017-06-14 21:00 | 22:00 | 16.1 | 67 | 4.6
2017-06-14 22:00 | 23:00 | 16.1 | 67 | 4.1
2017-06-14 23:00 | 24:00 | 15 | 67 | 4.1
2017-06-15 | 1:00 | 14.4 | 75 | 5.7
2017-06-15 01:00 | 2:00 | 14.4 | 75 | 5.7
2017-06-15 02:00 | 3:00 | 14.4 | 67 | 7.2
2017-06-15 03:00 | 4:00 | 14.4 | 67 | 6.7
2017-06-15 04:00 | 5:00 | 14.4 | 67 | 7.7
2017-06-15 05:00 | 6:00 | 15.6 | 60 | 9.3
2017-06-15 06:00 | 7:00 | 16.7 | 60 | 9.3
2017-06-15 07:00 | 8:00 | 16.7 | 60 | 9.3
2017-06-15 08:00 | 9:00 | 18.9 | 54 | 8.2
2017-06-15 09:00 | 10:00 | 18.9 | 61 | 10.3
2017-06-15 10:00 | 11:00 | 18.9 | 61 | 9.3
2017-06-15 11:00 | 12:00 | 19.4 | 63 | 9.8
2017-06-15 12:00 | 13:00 | 21.1 | 57 | 8.8
2017-06-15 13:00 | 14:00 | 21.1 | 57 | 10.3
2017-06-15 14:00 | 15:00 | 23.9 | 38 | 7.7
2017-06-15 15:00 | 16:00 | 23.3 | 38 | 8.7
2017-06-15 16:00 | 17:00 | 23.3 | 38 | 7.2
2017-06-15 17:00 | 18:00 | 21.1 | 38 | 7.7
2017-06-15 18:00 | 19:00 | 19.4 | 45 | 6.2
2017-06-15 19:00 | 20:00 | 19.4 | 45 | 7.7
2017-06-15 20:00 | 21:00 | 17.2 | 54 | 6.2
2017-06-15 21:00 | 22:00 | 16.7 | 67 | 5.7
2017-06-15 22:00 | 23:00 | 16.7 | 67 | 3.6
2017-06-15 23:00 | 24:00 | 16.7 | 67 | 3.1
2017-06-16 | 1:00 | 16.7 | 70 | 4.1
2017-06-16 01:00 | 2:00 | 16.7 | 70 | 4.1
2017-06-16 02:00 | 3:00 | 16.1 | 75 | 2.1
2017-06-16 03:00 | 4:00 | 16.7 | 72 | 2.6
2017-06-16 04:00 | 5:00 | 16.7 | 72 | 2.1
2017-06-16 05:00 | 6:00 | 16.7 | 78 | 2.1
2017-06-16 06:00 | 7:00 | 18.3 | 70 | 1.5
2017-06-16 07:00 | 8:00 | 18.3 | 70 | 2.6
2017-06-16 08:00 | 9:00 | 18.9 | 65 | 2.1
2017-06-16 09:00 | 10:00 | 20.6 | 68 | 2.1
2017-06-16 10:00 | 11:00 | 20.6 | 68 | 2.6
2017-06-16 11:00 | 12:00 | 21.1 | 63 | 3.6
2017-06-16 12:00 | 13:00 | 20.6 | 65 | 4.6
2017-06-16 13:00 | 14:00 | 20.6 | 65 | 5.7
2017-06-16 14:00 | 15:00 | 17.2 | 78 | 6.2
2017-06-16 15:00 | 16:00 | 16.7 | 96 | 6.2
2017-06-16 16:00 | 17:00 | 14.4 | 97 | 6.7
2017-06-16 17:00 | 18:00 | 14.4 | 93 | 5.7
2017-06-16 18:00 | 19:00 | 13.9 | 100 | 3.1
2017-06-16 19:00 | 20:00 | 13.9 | 100 | 3.1
2017-06-16 20:00 | 21:00 | 13.9 | 100 | 2.1
2017-06-16 21:00 | 22:00 | 14.4 | 100 | 2.1
2017-06-16 22:00 | 23:00 | 14.4 | 100 | 1.5
2017-06-16 23:00 | 24:00 | 15 | 100 | 0
2017-06-17 | 1:00 | 14.4 | 100 | 2.6
2017-06-17 01:00 | 2:00 | 15 | 100 | 2.6
2017-06-17 02:00 | 3:00 | 15.6 | 100 | 2.1
2017-06-17 03:00 | 4:00 | 15.6 | 100 | 2.6
2017-06-17 04:00 | 5:00 | 15.6 | 100 | 2.1
2017-06-17 05:00 | 6:00 | 15.6 | 100 | 2.6
2017-06-17 06:00 | 7:00 | 15.6 | 100 | 2.1
2017-06-17 07:00 | 8:00 | 15.6 | 100 | 2.1
2017-06-17 08:00 | 9:00 | 16.7 | 96 | 5.2
2017-06-17 09:00 | 10:00 | 17.2 | 93 | 5.7
2017-06-17 10:00 | 11:00 | 18.3 | 93 | 6.2
2017-06-17 11:00 | 12:00 | 18.3 | 90 | 4.6
2017-06-17 12:00 | 13:00 | 19.4 | 87 | 6.2
2017-06-17 13:00 | 14:00 | 18.9 | 90 | 5.7
2017-06-17 14:00 | 15:00 | 18.3 | 87 | 5.2
2017-06-17 15:00 | 16:00 | 17.2 | 90 | 4.1
2017-06-17 16:00 | 17:00 | 17.2 | 90 | 5.2
2017-06-17 17:00 | 18:00 | 17.2 | 90 | 5.2
2017-06-17 18:00 | 19:00 | 17.2 | 90 | 3.1
2017-06-17 19:00 | 20:00 | 17.2 | 90 | 1.5
2017-06-17 20:00 | 21:00 | 16.7 | 96 | 3.6
2017-06-17 21:00 | 22:00 | 18.3 | 93 | 4.1
2017-06-17 22:00 | 23:00 | 18.3 | 93 | 3.1
2017-06-17 23:00 | 24:00 | 20.6 | 93 | 2.6
2017-06-18 | 1:00 | 20 | 96 | 3.1
2017-06-18 01:00 | 2:00 | 20.6 | 93 | 3.1
2017-06-18 02:00 | 3:00 | 20 | 96 | 3.6
2017-06-18 03:00 | 4:00 | 20 | 100 | 4.1
2017-06-18 04:00 | 5:00 | 20 | 100 | 3.6
2017-06-18 05:00 | 6:00 | 20.6 | 93 | 3.6
2017-06-18 06:00 | 7:00 | 21.1 | 93 | 4.6
2017-06-18 07:00 | 8:00 | 21.1 | 93 | 5.2
2017-06-18 08:00 | 9:00 | 23.9 | 84 | 5.2
2017-06-18 09:00 | 10:00 | 24.4 | 85 | 5.2
2017-06-18 10:00 | 11:00 | 24.4 | 85 | 3.6
2017-06-18 11:00 | 12:00 | 26.7 | 76 | 4.1
2017-06-18 12:00 | 13:00 | 27.2 | 74 | 4.6
2017-06-18 13:00 | 14:00 | 27.8 | 72 | 5.2
2017-06-18 14:00 | 15:00 | 27.8 | 69 | 5.2
2017-06-18 15:00 | 16:00 | 27.2 | 72 | 2.6
2017-06-18 16:00 | 17:00 | 27.2 | 72 | 3.6
2017-06-18 17:00 | 18:00 | 25.6 | 76 | 3.6
2017-06-18 18:00 | 19:00 | 23.9 | 84 | 2.1
2017-06-18 19:00 | 20:00 | 23.9 | 84 | 2.1
2017-06-18 20:00 | 21:00 | 22.2 | 91 | 2.6
2017-06-18 21:00 | 22:00 | 21.7 | 90 | 2.6
2017-06-18 22:00 | 23:00 | 21.7 | 90 | 2.1
2017-06-18 23:00 | 24:00 | 22.2 | 91 | 0
2017-06-19 | 1:00 | 22.2 | 93 | 3.1
2017-06-19 01:00 | 2:00 | 22.2 | 93 | 2.1
2017-06-19 02:00 | 3:00 | 21.1 | 97 | 2.6
2017-06-19 03:00 | 4:00 | 21.7 | 93 | 1.5
2017-06-19 04:00 | 5:00 | 21.7 | 93 | 2.1
2017-06-19 05:00 | 6:00 | 22.2 | 93 | 2.6
2017-06-19 06:00 | 7:00 | 22.8 | 90 | 2.1
2017-06-19 07:00 | 8:00 | 22.8 | 90 | 3.1
2017-06-19 08:00 | 9:00 | 24.4 | 85 | 2.6
2017-06-19 09:00 | 10:00 | 25 | 84 | 1.5
2017-06-19 10:00 | 11:00 | 26.1 | 82 | 4.1
2017-06-19 11:00 | 12:00 | 27.2 | 74 | 2.1
2017-06-19 12:00 | 13:00 | 28.9 | 67 | 4.1
2017-06-19 13:00 | 14:00 | 28.9 | 67 | 4.1
2017-06-19 14:00 | 15:00 | 27.8 | 69 | 5.2
2017-06-19 15:00 | 16:00 | 26.1 | 74 | 5.2
2017-06-19 16:00 | 17:00 | 26.1 | 74 | 2.6
2017-06-19 17:00 | 18:00 | 24.4 | 79 | 4.6
2017-06-19 18:00 | 19:00 | 24.4 | 79 | 2.6
2017-06-19 19:00 | 20:00 | 24.4 | 79 | 2.6
2017-06-19 20:00 | 21:00 | 22.2 | 97 | 1.5
2017-06-19 21:00 | 22:00 | 22 | 94 | 0
2017-06-19 22:00 | 23:00 | 21.1 | 97 | 2.1
2017-06-19 23:00 | 24:00 | 21.1 | 97 | 0
2017-06-20 | 1:00 | 21.7 | 93 | 1.5
2017-06-20 01:00 | 2:00 | 21.1 | 93 | 0
2017-06-20 02:00 | 3:00 | 21.7 | 90 | 1.5
2017-06-20 03:00 | 4:00 | 21.1 | 93 | 1.5
2017-06-20 04:00 | 5:00 | 21.1 | 93 | 2.1
2017-06-20 05:00 | 6:00 | 20.6 | 100 | 2.6
2017-06-20 06:00 | 7:00 | 21.1 | 97 | 1.5
2017-06-20 07:00 | 8:00 | 21.1 | 97 | 3.1
2017-06-20 08:00 | 9:00 | 22.8 | 87 | 3.6
2017-06-20 09:00 | 10:00 | 25 | 77 | 3.6
2017-06-20 10:00 | 11:00 | 26.1 | 69 | 4.1
2017-06-20 11:00 | 12:00 | 28.3 | 48 | 5.2
2017-06-20 12:00 | 13:00 | 28.9 | 46 | 5.7
2017-06-20 13:00 | 14:00 | 28.9 | 46 | 5.2
2017-06-20 14:00 | 15:00 | 28.3 | 38 | 5.7
2017-06-20 15:00 | 16:00 | 29.4 | 36 | 6.2
2017-06-20 16:00 | 17:00 | 29.4 | 36 | 6.7
2017-06-20 17:00 | 18:00 | 27.8 | 38 | 4.6
2017-06-20 18:00 | 19:00 | 27.8 | 42 | 4.1
2017-06-20 19:00 | 20:00 | 27.8 | 42 | 5.7
2017-06-20 20:00 | 21:00 | 25 | 52 | 4.1
2017-06-20 21:00 | 22:00 | 22.2 | 64 | 2.6
2017-06-20 22:00 | 23:00 | 22.2 | 64 | 2.6
2017-06-20 23:00 | 24:00 | 21.1 | 68 | 1.5
2017-06-21 | 1:00 | 20.6 | 68 | 3.1
2017-06-21 01:00 | 2:00 | 20.6 | 68 | 3.1
2017-06-21 02:00 | 3:00 | 20 | 68 | 4.6
2017-06-21 03:00 | 4:00 | 19.4 | 70 | 4.6
2017-06-21 04:00 | 5:00 | 19.4 | 70 | 4.6
2017-06-21 05:00 | 6:00 | 21.1 | 66 | 4.6
2017-06-21 06:00 | 7:00 | 22.8 | 59 | 4.6
2017-06-21 07:00 | 8:00 | 22.8 | 59 | 5.2
2017-06-21 08:00 | 9:00 | 25 | 52 | 4.1
2017-06-21 09:00 | 10:00 | 26.7 | 42 | 5.2
2017-06-21 10:00 | 11:00 | 26.7 | 42 | 5.2
2017-06-21 11:00 | 12:00 | 28.3 | 34 | 6.2
2017-06-21 12:00 | 13:00 | 28.3 | 37 | 6.2
2017-06-21 13:00 | 14:00 | 28.3 | 37 | 6.2
2017-06-21 14:00 | 15:00 | 27.8 | 37 | 8.8
2017-06-21 15:00 | 16:00 | 28.3 | 33 | 7.2
2017-06-21 16:00 | 17:00 | 27.8 | 35 | 7.2
2017-06-21 17:00 | 18:00 | 27.2 | 35 | 7.2
2017-06-21 18:00 | 19:00 | 25.6 | 37 | 6.2
2017-06-21 19:00 | 20:00 | 25.6 | 37 | 5.2
2017-06-21 20:00 | 21:00 | 23.9 | 40 | 3.6
2017-06-21 21:00 | 22:00 | 22.8 | 42 | 4.1
2017-06-21 22:00 | 23:00 | 22.8 | 42 | 4.6
2017-06-21 23:00 | 24:00 | 21.1 | 51 | 5.2
2017-06-22 | 1:00 | 20.6 | 53 | 4.1
2017-06-22 01:00 | 2:00 | 20.6 | 53 | 4.6
2017-06-22 02:00 | 3:00 | 18.9 | 61 | 5.2
2017-06-22 03:00 | 4:00 | 18.3 | 63 | 5.2
2017-06-22 04:00 | 5:00 | 18.9 | 61 | 5.2
2017-06-22 05:00 | 6:00 | 20 | 57 | 4.6
2017-06-22 06:00 | 7:00 | 21.1 | 55 | 3.6
2017-06-22 07:00 | 8:00 | 21.1 | 55 | 3.1
2017-06-22 08:00 | 9:00 | 23.9 | 46 | 3.1
2017-06-22 09:00 | 10:00 | 23.3 | 53 | 2.1
2017-06-22 10:00 | 11:00 | 23.3 | 53 | 5.2
2017-06-22 11:00 | 12:00 | 24.4 | 50 | 6.7
2017-06-22 12:00 | 13:00 | 27.2 | 35 | 8.2
2017-06-22 13:00 | 14:00 | 27.2 | 35 | 7.2
2017-06-22 14:00 | 15:00 | 26.7 | 44 | 7.2
2017-06-22 15:00 | 16:00 | 28.9 | 33 | 5.7
2017-06-22 16:00 | 17:00 | 28.9 | 33 | 4.6
2017-06-22 17:00 | 18:00 | 27.8 | 34 | 4.1
2017-06-22 18:00 | 19:00 | 27.2 | 37 | 3.1
2017-06-22 19:00 | 20:00 | 27.2 | 37 | 2.6
2017-06-22 20:00 | 21:00 | 23.3 | 60 | 2.1
2017-06-22 21:00 | 22:00 | 22.8 | 64 | 1.5
2017-06-22 22:00 | 23:00 | 22.8 | 64 | 0
2017-06-22 23:00 | 24:00 | 22.8 | 61 | 3.1
2017-06-23 | 1:00 | 22.8 | 59 | 2.1
2017-06-23 01:00 | 2:00 | 22.8 | 59 | 1.5
2017-06-23 02:00 | 3:00 | 19.4 | 76 | 1.5
2017-06-23 03:00 | 4:00 | 20 | 78 | 2.1
2017-06-23 04:00 | 5:00 | 20 | 78 | 2.6
2017-06-23 05:00 | 6:00 | 21.7 | 81 | 2.1
2017-06-23 06:00 | 7:00 | 21.7 | 84 | 1.5
2017-06-23 07:00 | 8:00 | 21.7 | 84 | 2.1
2017-06-23 08:00 | 9:00 | 22.8 | 84 | 2.6
2017-06-23 09:00 | 10:00 | 25 | 77 | 2.6
2017-06-23 10:00 | 11:00 | 25 | 77 | 1.5
2017-06-23 11:00 | 12:00 | 31.1 | 57 | 3.1
2017-06-23 12:00 | 13:00 | 32 | 56 | 4.6
2017-06-23 13:00 | 14:00 | 31.1 | 57 | 4.6
2017-06-23 14:00 | 15:00 | 29.4 | 51 | 4.6
2017-06-23 15:00 | 16:00 | 29.4 | 51 | 3.1
2017-06-23 16:00 | 17:00 | 29.4 | 51 | 3.1
2017-06-23 17:00 | 18:00 | 25.6 | 74 | 3.1
2017-06-23 18:00 | 19:00 | 25 | 77 | 5.2
2017-06-23 19:00 | 20:00 | 25 | 77 | 6.7
2017-06-23 20:00 | 21:00 | 23.9 | 82 | 6.2
2017-06-23 21:00 | 22:00 | 22.2 | 91 | 7.7
2017-06-23 22:00 | 23:00 | 22.2 | 91 | 8.2
2017-06-23 23:00 | 24:00 | 22.8 | 90 | 7.7
2017-06-24 | 1:00 | 22.8 | 90 | 7.2
2017-06-24 01:00 | 2:00 | 22.8 | 90 | 5.2
2017-06-24 02:00 | 3:00 | 21.7 | 96 | 3.1
2017-06-24 03:00 | 4:00 | 21.7 | 96 | 3.6
2017-06-24 04:00 | 5:00 | 21.7 | 96 | 5.2
2017-06-24 05:00 | 6:00 | 23.9 | 88 | 3.6
2017-06-24 06:00 | 7:00 | 23.9 | 88 | 6.7
2017-06-24 07:00 | 8:00 | 23.9 | 88 | 8.2
2017-06-24 08:00 | 9:00 | 23.3 | 94 | 8.2
2017-06-24 09:00 | 10:00 | 22.8 | 96 | 7.2
2017-06-24 10:00 | 11:00 | 22.8 | 96 | 8.2
2017-06-24 11:00 | 12:00 | 24.4 | 91 | 7.2
2017-06-24 12:00 | 13:00 | 26.7 | 71 | 5.2
2017-06-24 13:00 | 14:00 | 26.7 | 71 | 6.2
2017-06-24 14:00 | 15:00 | 30.6 | 42 | 8.8
2017-06-24 15:00 | 16:00 | 30.6 | 34 | 6.2
2017-06-24 16:00 | 17:00 | 30.6 | 34 | 6.2
2017-06-24 17:00 | 18:00 | 28.9 | 44 | 8.2
2017-06-24 18:00 | 19:00 | 27.2 | 47 | 7.2
2017-06-24 19:00 | 20:00 | 27.2 | 47 | 4.6
2017-06-24 20:00 | 21:00 | 25.6 | 43 | 4.1
2017-06-24 21:00 | 22:00 | 25 | 42 | 4.6
2017-06-24 22:00 | 23:00 | 25 | 42 | 3.6
2017-06-24 23:00 | 24:00 | 23.3 | 50 | 4.1
2017-06-25 | 1:00 | 23.3 | 50 | 4.1
2017-06-25 01:00 | 2:00 | 23.3 | 50 | 4.6
2017-06-25 02:00 | 3:00 | 22.2 | 49 | 4.6
2017-06-25 03:00 | 4:00 | 21.7 | 51 | 4.1
2017-06-25 04:00 | 5:00 | 21.7 | 51 | 4.1
2017-06-25 05:00 | 6:00 | 21.1 | 55 | 2.1
2017-06-25 06:00 | 7:00 | 22.2 | 53 | 1.5
2017-06-25 07:00 | 8:00 | 22.2 | 53 | 0
2017-06-25 08:00 | 9:00 | 25 | 42 | 3.1
2017-06-25 09:00 | 10:00 | 26.1 | 36 | 4.1
2017-06-25 10:00 | 11:00 | 26.1 | 36 | 4.6
2017-06-25 11:00 | 12:00 | 26.7 | 39 | 4.1
2017-06-25 12:00 | 13:00 | 28.3 | 34 | 5.7
2017-06-25 13:00 | 14:00 | 28.3 | 34 | 4.6
2017-06-25 14:00 | 15:00 | 27.8 | 33 | 4.6
2017-06-25 15:00 | 16:00 | 26.1 | 35 | 5.2
2017-06-25 16:00 | 17:00 | 26.1 | 35 | 6.7
2017-06-25 17:00 | 18:00 | 23.9 | 55 | 6.7
2017-06-25 18:00 | 19:00 | 23.3 | 55 | 5.2
2017-06-25 19:00 | 20:00 | 23.3 | 55 | 5.7
2017-06-25 20:00 | 21:00 | 21.7 | 61 | 4.1
2017-06-25 21:00 | 22:00 | 20.6 | 61 | 3.6
2017-06-25 22:00 | 23:00 | 18.9 | 73 | 5.2
2017-06-25 23:00 | 24:00 | 18.9 | 73 | 5.7
2017-06-26 | 1:00 | 18.9 | 68 | 4.1
2017-06-26 01:00 | 2:00 | 18.9 | 68 | 4.6
2017-06-26 02:00 | 3:00 | 18.3 | 65 | 5.2
2017-06-26 03:00 | 4:00 | 17.8 | 67 | 5.2
2017-06-26 04:00 | 5:00 | 17.8 | 67 | 4.6
2017-06-26 05:00 | 6:00 | 18.3 | 65 | 6.2
2017-06-26 06:00 | 7:00 | 19.4 | 59 | 4.6
2017-06-26 07:00 | 8:00 | 19.4 | 59 | 5.7
2017-06-26 08:00 | 9:00 | 21.7 | 49 | 5.7
2017-06-26 09:00 | 10:00 | 22.8 | 42 | 4.6
2017-06-26 10:00 | 11:00 | 22.8 | 42 | 6.2
2017-06-26 11:00 | 12:00 | 25 | 42 | 6.7
2017-06-26 12:00 | 13:00 | 25.6 | 37 | 5.7
2017-06-26 13:00 | 14:00 | 25.6 | 37 | 7.7
2017-06-26 14:00 | 15:00 | 25.6 | 35 | 5.7
2017-06-26 15:00 | 16:00 | 25 | 39 | 5.2
2017-06-26 16:00 | 17:00 | 25 | 39 | 5.7
2017-06-26 17:00 | 18:00 | 23.3 | 53 | 8.8
2017-06-26 18:00 | 19:00 | 22.8 | 55 | 6.2
2017-06-26 19:00 | 20:00 | 22.8 | 55 | 7.2
2017-06-26 20:00 | 21:00 | 21.1 | 53 | 6.7
2017-06-26 21:00 | 22:00 | 20.6 | 54 | 5.7
2017-06-26 22:00 | 23:00 | 20.6 | 54 | 3.6
2017-06-26 23:00 | 24:00 | 16.7 | 72 | 4.1
2017-06-27 | 1:00 | 15 | 83 | 4.6
2017-06-27 01:00 | 2:00 | 15 | 83 | 4.6
2017-06-27 02:00 | 3:00 | 16.1 | 78 | 4.6
2017-06-27 03:00 | 4:00 | 16.7 | 75 | 4.6
2017-06-27 04:00 | 5:00 | 16.7 | 75 | 7.2
2017-06-27 05:00 | 6:00 | 17.8 | 75 | 7.7
2017-06-27 06:00 | 7:00 | 17.2 | 81 | 6.2
2017-06-27 07:00 | 8:00 | 17.2 | 81 | 7.2
2017-06-27 08:00 | 9:00 | 20 | 73 | 6.2
2017-06-27 09:00 | 10:00 | 20 | 65 | 7.7
2017-06-27 10:00 | 11:00 | 20 | 65 | 8.2
2017-06-27 11:00 | 12:00 | 20.6 | 68 | 7.7
2017-06-27 12:00 | 13:00 | 19.4 | 76 | 7.7
2017-06-27 13:00 | 14:00 | 19.4 | 76 | 8.2
2017-06-27 14:00 | 15:00 | 23.9 | 48 | 7.2
2017-06-27 15:00 | 16:00 | 23.9 | 45 | 8.8
2017-06-27 16:00 | 17:00 | 23.9 | 45 | 5.7
2017-06-27 17:00 | 18:00 | 20.6 | 57 | 6.2
2017-06-27 18:00 | 19:00 | 18.9 | 63 | 4.1
2017-06-27 19:00 | 20:00 | 18.9 | 65 | 3.1
2017-06-27 20:00 | 21:00 | 17 | 72 | 9.3
2017-06-27 21:00 | 22:00 | 16.1 | 81 | 4.6
2017-06-27 22:00 | 23:00 | 16.1 | 81 | 3.1
2017-06-27 23:00 | 24:00 | 16.1 | 75 | 2.6
2017-06-28 | 1:00 | 15 | 77 | 3.1
2017-06-28 01:00 | 2:00 | 15 | 77 | 2.6
2017-06-28 02:00 | 3:00 | 14.4 | 81 | 1.5
2017-06-28 03:00 | 4:00 | 14.4 | 78 | 4.1
2017-06-28 04:00 | 5:00 | 14.4 | 78 | 5.7
2017-06-28 05:00 | 6:00 | 16.1 | 72 | 5.2
2017-06-28 06:00 | 7:00 | 17.2 | 67 | 5.2
2017-06-28 07:00 | 8:00 | 17.2 | 67 | 6.2
2017-06-28 08:00 | 9:00 | 20 | 59 | 5.2
2017-06-28 09:00 | 10:00 | 21.1 | 53 | 6.2
2017-06-28 10:00 | 11:00 | 21.1 | 53 | 4.6
2017-06-28 11:00 | 12:00 | 22.8 | 44 | 6.7
2017-06-28 12:00 | 13:00 | 23.9 | 38 | 5.2
2017-06-28 13:00 | 14:00 | 23.9 | 38 | 4.1
2017-06-28 14:00 | 15:00 | 25 | 35 | 6.7
2017-06-28 15:00 | 16:00 | 25 | 33 | 2.6
2017-06-28 16:00 | 17:00 | 25 | 33 | 3.6
2017-06-28 17:00 | 18:00 | 24.4 | 36 | 2.1
2017-06-28 18:00 | 19:00 | 23.9 | 37 | 4.1
2017-06-28 19:00 | 20:00 | 23.9 | 37 | 2.1
2017-06-28 20:00 | 21:00 | 21.1 | 49 | 2.6
2017-06-28 21:00 | 22:00 | 20.6 | 51 | 4.6
2017-06-28 22:00 | 23:00 | 20.6 | 51 | 3.1
2017-06-28 23:00 | 24:00 | 18.9 | 59 | 4.1
2017-06-29 | 1:00 | 18.3 | 68 | 4.6
2017-06-29 01:00 | 2:00 | 18.3 | 68 | 5.7
2017-06-29 02:00 | 3:00 | 18.3 | 70 | 5.2
2017-06-29 03:00 | 4:00 | 17.8 | 73 | 4.1
2017-06-29 04:00 | 5:00 | 17.8 | 73 | 5.2
2017-06-29 05:00 | 6:00 | 19.4 | 66 | 4.6
2017-06-29 06:00 | 7:00 | 20.6 | 59 | 5.7
2017-06-29 07:00 | 8:00 | 20.6 | 59 | 4.1
2017-06-29 08:00 | 9:00 | 22.8 | 53 | 3.6
2017-06-29 09:00 | 10:00 | 24.4 | 48 | 4.6
2017-06-29 10:00 | 11:00 | 24.4 | 48 | 5.7
2017-06-29 11:00 | 12:00 | 24.4 | 52 | 6.2
2017-06-29 12:00 | 13:00 | 25 | 50 | 6.2
2017-06-29 13:00 | 14:00 | 25 | 50 | 4.1
2017-06-29 14:00 | 15:00 | 23.9 | 57 | 4.6
2017-06-29 15:00 | 16:00 | 23.3 | 60 | 3.6
2017-06-29 16:00 | 17:00 | 23.3 | 60 | 2.6
2017-06-29 17:00 | 18:00 | 22.8 | 59 | 2.6
2017-06-29 18:00 | 19:00 | 21.7 | 66 | 2.6
2017-06-29 19:00 | 20:00 | 21.7 | 66 | 3.1
2017-06-29 20:00 | 21:00 | 21.1 | 61 | 2.6
2017-06-29 21:00 | 22:00 | 20.6 | 65 | 3.1
2017-06-29 22:00 | 23:00 | 20.6 | 65 | 2.6
2017-06-29 23:00 | 24:00 | 20 | 76 | 2.1
2017-06-30 | 1:00 | 20.6 | 75 | 1.5
2017-06-30 01:00 | 2:00 | 20.6 | 75 | 2.6
2017-06-30 02:00 | 3:00 | 20.6 | 75 | 2.1
2017-06-30 03:00 | 4:00 | 20.6 | 73 | 2.1
2017-06-30 04:00 | 5:00 | 20.6 | 73 | 3.1
2017-06-30 05:00 | 6:00 | 21.7 | 68 | 3.1
2017-06-30 06:00 | 7:00 | 22.8 | 68 | 3.1
2017-06-30 07:00 | 8:00 | 22.8 | 68 | 3.6
2017-06-30 08:00 | 9:00 | 22.2 | 76 | 3.6
2017-06-30 09:00 | 10:00 | 22.8 | 79 | 3.6
2017-06-30 10:00 | 11:00 | 22.8 | 79 | 4.6
2017-06-30 11:00 | 12:00 | 26.7 | 64 | 5.2
2017-06-30 12:00 | 13:00 | 28.3 | 65 | 4.6
2017-06-30 13:00 | 14:00 | 28.3 | 65 | 3.6
2017-06-30 14:00 | 15:00 | 28.3 | 63 | 7.7
2017-06-30 15:00 | 16:00 | 27.8 | 65 | 7.2
2017-06-30 16:00 | 17:00 | 27.8 | 65 | 7.7
2017-06-30 17:00 | 18:00 | 26.1 | 69 | 7.2
2017-06-30 18:00 | 19:00 | 22.8 | 89 | 7.7
2017-06-30 19:00 | 20:00 | 22.8 | 89 | 6.7
2017-06-30 20:00 | 21:00 | 22.5 | 89 | 6.7
2017-06-30 21:00 | 22:00 | 22.9 | 74 | 6.2
2017-06-30 22:00 | 23:00 | 23.3 | 62 | 5.7
2017-06-30 23:00 | 24:00 | 23.3 | 54 | 5.2
2018-07-01 | 1:00 | 23.5 | 47 | 4.6
2018-07-01 01:00 | 2:00 | 22.9 | 49 | 4.1
2018-07-01 02:00 | 3:00 | 23 | 49 | 3.6
2018-07-01 03:00 | 4:00 | 23.9 | 46 | 3.1
2018-07-01 04:00 | 5:00 | 24.9 | 44 | 3.6
2018-07-01 05:00 | 6:00 | 26.2 | 40 | 3.1
2018-07-01 06:00 | 7:00 | 26.1 | 41 | 3.6
2018-07-01 07:00 | 8:00 | 26.1 | 41 | 4.1
2018-07-01 08:00 | 9:00 | 27.8 | 37 | 4.1
2018-07-01 09:00 | 10:00 | 28.9 | 35 | 5.2
2018-07-01 10:00 | 11:00 | 28.9 | 35 | 6.2
2018-07-01 11:00 | 12:00 | 30.6 | 30 | 5.2
2018-07-01 12:00 | 13:00 | 31.7 | 29 | 5.2
2018-07-01 13:00 | 14:00 | 31.7 | 29 | 7.2
2018-07-01 14:00 | 15:00 | 31.7 | 28 | 5.2
2018-07-01 15:00 | 16:00 | 32.2 | 27 | 5.7
2018-07-01 16:00 | 17:00 | 32.2 | 27 | 4.6
2018-07-01 17:00 | 18:00 | 31.1 | 30 | 6.2
2018-07-01 18:00 | 19:00 | 29.4 | 37 | 4.1
2018-07-01 19:00 | 20:00 | 29.4 | 37 | 4.6
2018-07-01 20:00 | 21:00 | 27.2 | 49 | 4.6
2018-07-01 21:00 | 22:00 | 26.7 | 56 | 4.6
2018-07-01 22:00 | 23:00 | 26.7 | 56 | 4.1
2018-07-01 23:00 | 24:00 | 25 | 64 | 4.6
2018-07-02 | 1:00 | 25 | 60 | 3.6
2018-07-02 01:00 | 2:00 | 25 | 60 | 4.1
2018-07-02 02:00 | 3:00 | 23.3 | 66 | 4.1
2018-07-02 03:00 | 4:00 | 23.9 | 62 | 3.6
2018-07-02 04:00 | 5:00 | 23.9 | 62 | 5.2
2018-07-02 05:00 | 6:00 | 25.6 | 54 | 5.7
2018-07-02 06:00 | 7:00 | 26.1 | 52 | 4.6
2018-07-02 07:00 | 8:00 | 26.1 | 52 | 5.2
2018-07-02 08:00 | 9:00 | 30 | 37 | 6.7
2018-07-02 09:00 | 10:00 | 30.6 | 37 | 5.2
2018-07-02 10:00 | 11:00 | 30.6 | 37 | 5.2
2018-07-02 11:00 | 12:00 | 32.2 | 34 | 5.2
2018-07-02 12:00 | 13:00 | 32.2 | 32 | 4.6
2018-07-02 13:00 | 14:00 | 32.2 | 32 | 4.6
2018-07-02 14:00 | 15:00 | 31.1 | 35 | 5.2
2018-07-02 15:00 | 16:00 | 30 | 40 | 6.2
2018-07-02 16:00 | 17:00 | 30 | 40 | 5.2
2018-07-02 17:00 | 18:00 | 27.2 | 54 | 5.2
2018-07-02 18:00 | 19:00 | 26.7 | 56 | 5.2
2018-07-02 19:00 | 20:00 | 26.7 | 56 | 4.1
2018-07-02 20:00 | 21:00 | 23.3 | 64 | 4.1
2018-07-02 21:00 | 22:00 | 21.7 | 73 | 3.6
2018-07-02 22:00 | 23:00 | 21.7 | 73 | 3.6
2018-07-02 23:00 | 24:00 | 22.2 | 68 | 3.1
2018-07-03 | 1:00 | 21.7 | 70 | 3.6
2018-07-03 01:00 | 2:00 | 21.7 | 70 | 3.6
2018-07-03 02:00 | 3:00 | 23.3 | 64 | 1.5
2018-07-03 03:00 | 4:00 | 22.8 | 64 | 1
2018-07-03 04:00 | 5:00 | 22.8 | 64 | 2.6
2018-07-03 05:00 | 6:00 | 22.8 | 64 | 2.6
2018-07-03 06:00 | 7:00 | 23.9 | 57 | 2.6
2018-07-03 07:00 | 8:00 | 23.9 | 57 | 3.1
2018-07-03 08:00 | 9:00 | 26.7 | 49 | 3.1
2018-07-03 09:00 | 10:00 | 27.2 | 44 | 2.6
2018-07-03 10:00 | 11:00 | 27.2 | 44 | 5.2
2018-07-03 11:00 | 12:00 | 24.4 | 60 | 5.2
2018-07-03 12:00 | 13:00 | 23.9 | 60 | 5.2
2018-07-03 13:00 | 14:00 | 23.9 | 60 | 6.2
2018-07-03 14:00 | 15:00 | 25 | 56 | 3.6
2018-07-03 15:00 | 16:00 | 25 | 56 | 3.1
2018-07-03 16:00 | 17:00 | 25 | 56 | 2.6
2018-07-03 17:00 | 18:00 | 27.2 | 45 | 3.1
2018-07-03 18:00 | 19:00 | 27.2 | 44 | 5.7
2018-07-03 19:00 | 20:00 | 27.2 | 44 | 5.2
2018-07-03 20:00 | 21:00 | 25 | 50 | 4.6
2018-07-03 21:00 | 22:00 | 24.4 | 56 | 4.6
2018-07-03 22:00 | 23:00 | 24.4 | 56 | 4.6
2018-07-03 23:00 | 24:00 | 23.3 | 57 | 4.1
2018-07-04 | 1:00 | 22.2 | 57 | 3.6
2018-07-04 01:00 | 2:00 | 22.2 | 57 | 3.6
2018-07-04 02:00 | 3:00 | 21.1 | 61 | 3.1
2018-07-04 03:00 | 4:00 | 21.1 | 61 | 2.6
2018-07-04 04:00 | 5:00 | 21.1 | 61 | 2.6
2018-07-04 05:00 | 6:00 | 21.7 | 59 | 3.1
2018-07-04 06:00 | 7:00 | 23.3 | 52 | 4.1
2018-07-04 07:00 | 8:00 | 23.3 | 52 | 4.6
2018-07-04 08:00 | 9:00 | 25.6 | 40 | 5.2
2018-07-04 09:00 | 10:00 | 26.7 | 38 | 5.2
2018-07-04 10:00 | 11:00 | 26.7 | 38 | 7.2
2018-07-04 11:00 | 12:00 | 27.2 | 33 | 5.2
2018-07-04 12:00 | 13:00 | 29.4 | 30 | 4.1
2018-07-04 13:00 | 14:00 | 29.4 | 30 | 5.2
2018-07-04 14:00 | 15:00 | 25.6 | 43 | 7.2
2018-07-04 15:00 | 16:00 | 25 | 48 | 1.5
2018-07-04 16:00 | 17:00 | 25 | 48 | 6.7
2018-07-04 17:00 | 18:00 | 22.8 | 59 | 3.6
2018-07-04 18:00 | 19:00 | 22.8 | 59 | 3.1
2018-07-04 19:00 | 20:00 | 22.8 | 59 | 4.6
2018-07-04 20:00 | 21:00 | 20 | 76 | 4.1
2018-07-04 21:00 | 22:00 | 23.3 | 62 | 3.6
2018-07-04 22:00 | 23:00 | 23.3 | 62 | 3.1
2018-07-04 23:00 | 24:00 | 21.1 | 73 | 3.1
2018-07-05 | 1:00 | 20 | 76 | 4.1
2018-07-05 01:00 | 2:00 | 20 | 76 | 5.7
2018-07-05 02:00 | 3:00 | 20.6 | 78 | 4.1
2018-07-05 03:00 | 4:00 | 21.7 | 76 | 4.6
2018-07-05 04:00 | 5:00 | 21.7 | 76 | 4.1
2018-07-05 05:00 | 6:00 | 20.6 | 93 | 4.1
2018-07-05 06:00 | 7:00 | 20.6 | 93 | 3.6
2018-07-05 07:00 | 8:00 | 20.6 | 93 | 3.6
2018-07-05 08:00 | 9:00 | 22 | 94 | 3.1
2018-07-05 09:00 | 10:00 | 25.6 | 74 | 3.6
2018-07-05 10:00 | 11:00 | 25.6 | 74 | 3.6
2018-07-05 11:00 | 12:00 | 28.3 | 59 | 3.6
2018-07-05 12:00 | 13:00 | 28.9 | 55 | 4.6
2018-07-05 13:00 | 14:00 | 28.9 | 55 | 6.7
2018-07-05 14:00 | 15:00 | 25.6 | 69 | 5.7
2018-07-05 15:00 | 16:00 | 25.6 | 69 | 5.7
2018-07-05 16:00 | 17:00 | 25.6 | 69 | 4.1
2018-07-05 17:00 | 18:00 | 24.4 | 76 | 5.2
2018-07-05 18:00 | 19:00 | 25.6 | 69 | 3.6
2018-07-05 19:00 | 20:00 | 25.6 | 69 | 3.6
2018-07-05 20:00 | 21:00 | 27 | 70 | 2.6
2018-07-05 21:00 | 22:00 | 27 | 70 | 4.1
2018-07-05 22:00 | 23:00 | 26.1 | 74 | 4.1
2018-07-05 23:00 | 24:00 | 25 | 79 | 4.6
2018-07-06 | 1:00 | 25 | 79 | 3.6
2018-07-06 01:00 | 2:00 | 25 | 79 | 4.1
2018-07-06 02:00 | 3:00 | 23.9 | 74 | 4.1
2018-07-06 03:00 | 4:00 | 23.3 | 69 | 4.6
2018-07-06 04:00 | 5:00 | 23.3 | 69 | 3.6
2018-07-06 05:00 | 6:00 | 23.3 | 66 | 4.6
2018-07-06 06:00 | 7:00 | 24.4 | 62 | 3.6
2018-07-06 07:00 | 8:00 | 24.4 | 62 | 3.6
2018-07-06 08:00 | 9:00 | 26.7 | 54 | 4.1
2018-07-06 09:00 | 10:00 | 27.2 | 47 | 3.6
2018-07-06 10:00 | 11:00 | 27.2 | 47 | 4.6
2018-07-06 11:00 | 12:00 | 27.8 | 49 | 4.6
2018-07-06 12:00 | 13:00 | 24.4 | 67 | 4.1
2018-07-06 13:00 | 14:00 | 24.4 | 67 | 3.1
2018-07-06 14:00 | 15:00 | 23.9 | 66 | 3.1
2018-07-06 15:00 | 16:00 | 23.9 | 66 | 3.1
2018-07-06 16:00 | 17:00 | 23.9 | 66 | 5.2
2018-07-06 17:00 | 18:00 | 22.8 | 71 | 3.6
2018-07-06 18:00 | 19:00 | 22.8 | 68 | 3.6
2018-07-06 19:00 | 20:00 | 22.8 | 68 | 3.1
2018-07-06 20:00 | 21:00 | 22.8 | 66 | 2.6
2018-07-06 21:00 | 22:00 | 22.8 | 68 | 3.6
2018-07-06 22:00 | 23:00 | 22.8 | 68 | 4.6
2018-07-06 23:00 | 24:00 | 22.8 | 66 | 4.1
2018-07-07 | 1:00 | 22.2 | 68 | 5.2
2018-07-07 01:00 | 2:00 | 22.2 | 68 | 5.7
2018-07-07 02:00 | 3:00 | 21.1 | 71 | 4.6
2018-07-07 03:00 | 4:00 | 20.6 | 73 | 4.6
2018-07-07 04:00 | 5:00 | 20.6 | 73 | 5.2
2018-07-07 05:00 | 6:00 | 21.7 | 70 | 5.2
2018-07-07 06:00 | 7:00 | 23.9 | 62 | 5.7
2018-07-07 07:00 | 8:00 | 23.9 | 62 | 6.2
2018-07-07 08:00 | 9:00 | 25 | 62 | 6.2
2018-07-07 09:00 | 10:00 | 25 | 62 | 4.1
2018-07-07 10:00 | 11:00 | 25 | 62 | 7.2
2018-07-07 11:00 | 12:00 | 26.1 | 60 | 7.2
2018-07-07 12:00 | 13:00 | 26.1 | 60 | 5.7
2018-07-07 13:00 | 14:00 | 26.1 | 60 | 8.2
2018-07-07 14:00 | 15:00 | 24.4 | 67 | 6.7
2018-07-07 15:00 | 16:00 | 26.1 | 60 | 5.7
2018-07-07 16:00 | 17:00 | 26.1 | 60 | 6.2
2018-07-07 17:00 | 18:00 | 23.9 | 69 | 6.2
2018-07-07 18:00 | 19:00 | 23.9 | 71 | 5.2
2018-07-07 19:00 | 20:00 | 23.9 | 71 | 4.1
2018-07-07 20:00 | 21:00 | 23.3 | 76 | 4.1
2018-07-07 21:00 | 22:00 | 25 | 66 | 2.6
2018-07-07 22:00 | 23:00 | 25 | 66 | 3.1
2018-07-07 23:00 | 24:00 | 25 | 66 | 3.1
2018-07-08 | 1:00 | 24.4 | 69 | 2.6
2018-07-08 01:00 | 2:00 | 24.4 | 69 | 2.1
2018-07-08 02:00 | 3:00 | 23.9 | 69 | 1.5
2018-07-08 03:00 | 4:00 | 23.3 | 71 | 3.6
2018-07-08 04:00 | 5:00 | 23.3 | 71 | 3.1
2018-07-08 05:00 | 6:00 | 23.9 | 71 | 4.6
2018-07-08 06:00 | 7:00 | 25 | 66 | 6.2
2018-07-08 07:00 | 8:00 | 25 | 66 | 4.6
2018-07-08 08:00 | 9:00 | 27.8 | 56 | 6.2
2018-07-08 09:00 | 10:00 | 27.8 | 58 | 7.2
2018-07-08 10:00 | 11:00 | 27.8 | 58 | 6.7
2018-07-08 11:00 | 12:00 | 28.3 | 57 | 8.2
2018-07-08 12:00 | 13:00 | 28.3 | 61 | 8.8
2018-07-08 13:00 | 14:00 | 28.3 | 61 | 9.3
2018-07-08 14:00 | 15:00 | 27.8 | 60 | 9.8
2018-07-08 15:00 | 16:00 | 29.4 | 53 | 9.8
2018-07-08 16:00 | 17:00 | 29.4 | 53 | 9.3
2018-07-08 17:00 | 18:00 | 27.8 | 56 | 6.7
2018-07-08 18:00 | 19:00 | 27.2 | 54 | 7.2
2018-07-08 19:00 | 20:00 | 27.2 | 54 | 6.7
2018-07-08 20:00 | 21:00 | 25.6 | 60 | 7.2
2018-07-08 21:00 | 22:00 | 25 | 62 | 6.2
2018-07-08 22:00 | 23:00 | 25 | 62 | 6.2
2018-07-08 23:00 | 24:00 | 23.3 | 69 | 6.2
2018-07-09 | 1:00 | 22.8 | 71 | 6.2
2018-07-09 01:00 | 2:00 | 22.8 | 71 | 5.2
2018-07-09 02:00 | 3:00 | 21.7 | 76 | 4.6
2018-07-09 03:00 | 4:00 | 21.7 | 76 | 5.7
2018-07-09 04:00 | 5:00 | 21.7 | 76 | 5.2
2018-07-09 05:00 | 6:00 | 22.8 | 68 | 5.2
2018-07-09 06:00 | 7:00 | 25.6 | 56 | 4.1
2018-07-09 07:00 | 8:00 | 25.6 | 56 | 2.6
2018-07-09 08:00 | 9:00 | 26.7 | 52 | 4.6
2018-07-09 09:00 | 10:00 | 28.3 | 48 | 5.2
2018-07-09 10:00 | 11:00 | 28.3 | 48 | 5.2
2018-07-09 11:00 | 12:00 | 27.8 | 53 | 6.2
2018-07-09 12:00 | 13:00 | 29.4 | 43 | 6.7
2018-07-09 13:00 | 14:00 | 29.4 | 43 | 7.7
2018-07-09 14:00 | 15:00 | 31.1 | 35 | 6.7
2018-07-09 15:00 | 16:00 | 31.7 | 33 | 6.7
2018-07-09 16:00 | 17:00 | 31.7 | 33 | 7.2
2018-07-09 17:00 | 18:00 | 30.6 | 30 | 6.2
2018-07-09 18:00 | 19:00 | 26.1 | 50 | 6.7
2018-07-09 19:00 | 20:00 | 26.1 | 50 | 5.7
2018-07-09 20:00 | 21:00 | 23.9 | 66 | 10.3
2018-07-09 21:00 | 22:00 | 23.9 | 43 | 3.1
2018-07-09 22:00 | 23:00 | 23.9 | 43 | 4.1
2018-07-09 23:00 | 24:00 | 22.8 | 42 | 4.6
2018-07-10 | 1:00 | 22.2 | 44 | 4.1
2018-07-10 01:00 | 2:00 | 22.2 | 44 | 5.2
2018-07-10 02:00 | 3:00 | 20.6 | 51 | 6.7
2018-07-10 03:00 | 4:00 | 20 | 53 | 5.7
2018-07-10 04:00 | 5:00 | 20 | 53 | 6.7
2018-07-10 05:00 | 6:00 | 21.1 | 49 | 5.7
2018-07-10 06:00 | 7:00 | 22.8 | 44 | 5.7
2018-07-10 07:00 | 8:00 | 22.8 | 44 | 4.1
2018-07-10 08:00 | 9:00 | 25.6 | 29 | 4.1
2018-07-10 09:00 | 10:00 | 25.6 | 28 | 3.6
2018-07-10 10:00 | 11:00 | 25.6 | 28 | 3.6
2018-07-10 11:00 | 12:00 | 27.2 | 29 | 5.7
2018-07-10 12:00 | 13:00 | 27.2 | 29 | 6.2
2018-07-10 13:00 | 14:00 | 27.2 | 29 | 6.7
2018-07-10 14:00 | 15:00 | 26.7 | 36 | 5.7
2018-07-10 15:00 | 16:00 | 28.3 | 28 | 5.7
2018-07-10 16:00 | 17:00 | 28.3 | 28 | 5.2
2018-07-10 17:00 | 18:00 | 27.8 | 25 | 5.7
2018-07-10 18:00 | 19:00 | 26.7 | 28 | 4.6
2018-07-10 19:00 | 20:00 | 26.7 | 28 | 4.1
2018-07-10 20:00 | 21:00 | 22.2 | 49 | 3.1
2018-07-10 21:00 | 22:00 | 20.6 | 70 | 5.2
2018-07-10 22:00 | 23:00 | 20.6 | 70 | 3.6
2018-07-10 23:00 | 24:00 | 20.6 | 70 | 4.1
2018-07-11 | 1:00 | 20.6 | 59 | 4.1
2018-07-11 01:00 | 2:00 | 20.6 | 59 | 5.7
2018-07-11 02:00 | 3:00 | 19.4 | 45 | 6.2
2018-07-11 03:00 | 4:00 | 18.9 | 47 | 4.6
2018-07-11 04:00 | 5:00 | 18.9 | 47 | 5.2
2018-07-11 05:00 | 6:00 | 20 | 45 | 6.2
2018-07-11 06:00 | 7:00 | 22.2 | 38 | 6.7
2018-07-11 07:00 | 8:00 | 22.2 | 38 | 5.7
2018-07-11 08:00 | 9:00 | 25 | 29 | 5.7
2018-07-11 09:00 | 10:00 | 25 | 35 | 4.6
2018-07-11 10:00 | 11:00 | 25 | 35 | 6.7
2018-07-11 11:00 | 12:00 | 25 | 35 | 8.2
2018-07-11 12:00 | 13:00 | 25.6 | 33 | 7.7
2018-07-11 13:00 | 14:00 | 25.6 | 33 | 6.7
2018-07-11 14:00 | 15:00 | 25 | 39 | 6.2
2018-07-11 15:00 | 16:00 | 23.3 | 50 | 5.7
2018-07-11 16:00 | 17:00 | 23.3 | 50 | 5.2
2018-07-11 17:00 | 18:00 | 24.4 | 48 | 5.2
2018-07-11 18:00 | 19:00 | 23.9 | 46 | 3.6
2018-07-11 19:00 | 20:00 | 23.9 | 46 | 2.6
2018-07-11 20:00 | 21:00 | 22.2 | 57 | 3.6
2018-07-11 21:00 | 22:00 | 21.7 | 61 | 6.2
2018-07-11 22:00 | 23:00 | 21.7 | 61 | 6.7
2018-07-11 23:00 | 24:00 | 20.6 | 65 | 4.6
2018-07-12 | 1:00 | 20.6 | 68 | 5.2
2018-07-12 01:00 | 2:00 | 20.6 | 68 | 4.6
2018-07-12 02:00 | 3:00 | 20 | 76 | 6.2
2018-07-12 03:00 | 4:00 | 20 | 76 | 4.1
2018-07-12 04:00 | 5:00 | 20 | 76 | 3.1
2018-07-12 05:00 | 6:00 | 22.2 | 64 | 2.6
2018-07-12 06:00 | 7:00 | 22.8 | 59 | 2.1
2018-07-12 07:00 | 8:00 | 22.8 | 59 | 1.5
2018-07-12 08:00 | 9:00 | 26.1 | 42 | 3.1
2018-07-12 09:00 | 10:00 | 26.7 | 38 | 3.6
2018-07-12 10:00 | 11:00 | 26.7 | 38 | 4.6
2018-07-12 11:00 | 12:00 | 26.1 | 47 | 4.6
2018-07-12 12:00 | 13:00 | 26.1 | 44 | 5.2
2018-07-12 13:00 | 14:00 | 26.1 | 44 | 6.7
2018-07-12 14:00 | 15:00 | 24.4 | 60 | 6.2
2018-07-12 15:00 | 16:00 | 25.6 | 52 | 5.2
2018-07-12 16:00 | 17:00 | 25.6 | 52 | 8.8
2018-07-12 17:00 | 18:00 | 23.9 | 69 | 6.7
2018-07-12 18:00 | 19:00 | 25 | 54 | 5.2
2018-07-12 19:00 | 20:00 | 25 | 54 | 6.2
2018-07-12 20:00 | 21:00 | 22.8 | 61 | 5.2
2018-07-12 21:00 | 22:00 | 22.8 | 64 | 5.7
2018-07-12 22:00 | 23:00 | 22.8 | 64 | 5.7
2018-07-12 23:00 | 24:00 | 21.7 | 81 | 6.2
2018-07-13 | 1:00 | 21.1 | 84 | 6.2
2018-07-13 01:00 | 2:00 | 21.1 | 84 | 4.6
2018-07-13 02:00 | 3:00 | 20 | 81 | 2.6
2018-07-13 03:00 | 4:00 | 20 | 81 | 5.2
2018-07-13 04:00 | 5:00 | 20 | 81 | 4.1
2018-07-13 05:00 | 6:00 | 22.2 | 61 | 2.1
2018-07-13 06:00 | 7:00 | 23.9 | 55 | 3.1
2018-07-13 07:00 | 8:00 | 23.9 | 55 | 4.1
2018-07-13 08:00 | 9:00 | 26.1 | 47 | 3.6
2018-07-13 09:00 | 10:00 | 26.1 | 54 | 5.2
2018-07-13 10:00 | 11:00 | 26.1 | 54 | 6.2
2018-07-13 11:00 | 12:00 | 27.8 | 47 | 7.2
2018-07-13 12:00 | 13:00 | 28.9 | 43 | 5.7
2018-07-13 13:00 | 14:00 | 28.9 | 43 | 6.7
2018-07-13 14:00 | 15:00 | 27.8 | 44 | 5.7
2018-07-13 15:00 | 16:00 | 26.7 | 51 | 4.1
2018-07-13 16:00 | 17:00 | 26.7 | 51 | 3.1
2018-07-13 17:00 | 18:00 | 28.3 | 44 | 3.1
2018-07-13 18:00 | 19:00 | 25.6 | 43 | 2.1
2018-07-13 19:00 | 20:00 | 25.6 | 43 | 1.5
2018-07-13 20:00 | 21:00 | 23.9 | 54 | 4.6
2018-07-13 21:00 | 22:00 | 23.3 | 53 | 6.2
2018-07-13 22:00 | 23:00 | 23.3 | 53 | 5.7
2018-07-13 23:00 | 24:00 | 22.8 | 57 | 4.1
2018-07-14 | 1:00 | 22.2 | 57 | 3.6
2018-07-14 01:00 | 2:00 | 22.2 | 57 | 4.1
2018-07-14 02:00 | 3:00 | 21.1 | 63 | 2.6
2018-07-14 03:00 | 4:00 | 21.1 | 63 | 3.1
2018-07-14 04:00 | 5:00 | 21.1 | 63 | 4.6
2018-07-14 05:00 | 6:00 | 22.2 | 61 | 4.6
2018-07-14 06:00 | 7:00 | 23.9 | 57 | 6.2
2018-07-14 07:00 | 8:00 | 23.9 | 57 | 6.7
2018-07-14 08:00 | 9:00 | 27.8 | 53 | 6.2
2018-07-14 09:00 | 10:00 | 28.9 | 53 | 7.2
2018-07-14 10:00 | 11:00 | 28.9 | 53 | 6.7
2018-07-14 11:00 | 12:00 | 32.2 | 44 | 7.7
2018-07-14 12:00 | 13:00 | 31.1 | 50 | 8.2
2018-07-14 13:00 | 14:00 | 31.1 | 50 | 8.8
2018-07-14 14:00 | 15:00 | 30 | 51 | 8.2
2018-07-14 15:00 | 16:00 | 29.4 | 43 | 9.3
2018-07-14 16:00 | 17:00 | 29.4 | 43 | 7.7
2018-07-14 17:00 | 18:00 | 27.2 | 41 | 8.2
2018-07-14 18:00 | 19:00 | 25.6 | 50 | 7.7
2018-07-14 19:00 | 20:00 | 25.6 | 50 | 5.7
2018-07-14 20:00 | 21:00 | 23.9 | 55 | 5.2
2018-07-14 21:00 | 22:00 | 23.3 | 57 | 6.2
2018-07-14 22:00 | 23:00 | 23.3 | 57 | 6.2
2018-07-14 23:00 | 24:00 | 22.8 | 64 | 4.1
2018-07-15 | 1:00 | 22.8 | 66 | 5.2
2018-07-15 01:00 | 2:00 | 22.2 | 68 | 5.7
2018-07-15 02:00 | 3:00 | 22.2 | 71 | 6.2
2018-07-15 03:00 | 4:00 | 22.8 | 71 | 5.2
2018-07-15 04:00 | 5:00 | 22.8 | 71 | 5.7
2018-07-15 05:00 | 6:00 | 27.2 | 49 | 6.2
2018-07-15 06:00 | 7:00 | 26.1 | 52 | 6.2
2018-07-15 07:00 | 8:00 | 26.1 | 52 | 6.7
2018-07-15 08:00 | 9:00 | 27.8 | 47 | 6.7
2018-07-15 09:00 | 10:00 | 27.2 | 51 | 6.2
2018-07-15 10:00 | 11:00 | 27.2 | 51 | 6.7
2018-07-15 11:00 | 12:00 | 30 | 45 | 7.7
2018-07-15 12:00 | 13:00 | 30 | 45 | 8.2
2018-07-15 13:00 | 14:00 | 30 | 45 | 8.2
2018-07-15 14:00 | 15:00 | 32.2 | 35 | 6.7
2018-07-15 15:00 | 16:00 | 32.2 | 37 | 7.7
2018-07-15 16:00 | 17:00 | 32.2 | 37 | 6.7
2018-07-15 17:00 | 18:00 | 31.7 | 38 | 6.7
2018-07-15 18:00 | 19:00 | 30.6 | 42 | 6.7
2018-07-15 19:00 | 20:00 | 30.6 | 42 | 5.2
2018-07-15 20:00 | 21:00 | 27.8 | 53 | 3.1
2018-07-15 21:00 | 22:00 | 26.7 | 54 | 3.6
2018-07-15 22:00 | 23:00 | 26.7 | 54 | 4.1
2018-07-15 23:00 | 24:00 | 25 | 62 | 5.2
2018-07-16 | 1:00 | 25 | 62 | 4.1
2018-07-16 01:00 | 2:00 | 25 | 62 | 4.1
2018-07-16 02:00 | 3:00 | 22.8 | 71 | 5.2
2018-07-16 03:00 | 4:00 | 22.8 | 71 | 4.1
2018-07-16 04:00 | 5:00 | 22.8 | 71 | 6.2
2018-07-16 05:00 | 6:00 | 23.9 | 69 | 6.7
2018-07-16 06:00 | 7:00 | 25.6 | 62 | 5.2
2018-07-16 07:00 | 8:00 | 25.6 | 62 | 5.7
2018-07-16 08:00 | 9:00 | 28.9 | 55 | 5.2
2018-07-16 09:00 | 10:00 | 30 | 51 | 5.7
2018-07-16 10:00 | 11:00 | 30 | 51 | 6.2
2018-07-16 11:00 | 12:00 | 31.7 | 45 | 4.6
2018-07-16 12:00 | 13:00 | 31.1 | 43 | 6.2
2018-07-16 13:00 | 14:00 | 31.1 | 43 | 3.6
2018-07-16 14:00 | 15:00 | 32.2 | 42 | 6.7
2018-07-16 15:00 | 16:00 | 31.1 | 48 | 5.2
2018-07-16 16:00 | 17:00 | 31.1 | 48 | 6.7
2018-07-16 17:00 | 18:00 | 29.4 | 55 | 5.2
2018-07-16 18:00 | 19:00 | 28.3 | 63 | 4.1
2018-07-16 19:00 | 20:00 | 28.3 | 63 | 4.1
2018-07-16 20:00 | 21:00 | 26.7 | 74 | 3.6
2018-07-16 21:00 | 22:00 | 26.1 | 77 | 3.1
2018-07-16 22:00 | 23:00 | 26.1 | 77 | 3.1
2018-07-16 23:00 | 24:00 | 25.6 | 76 | 2.6
2018-07-17 | 1:00 | 26 | 79 | 2.6
2018-07-17 01:00 | 2:00 | 25 | 84 | 3.6
2018-07-17 02:00 | 3:00 | 24.4 | 79 | 4.1
2018-07-17 03:00 | 4:00 | 23.9 | 79 | 2.6
2018-07-17 04:00 | 5:00 | 23.9 | 79 | 3.6
2018-07-17 05:00 | 6:00 | 24.4 | 76 | 3.6
2018-07-17 06:00 | 7:00 | 26.1 | 65 | 2.6
2018-07-17 07:00 | 8:00 | 26.1 | 65 | 2.6
2018-07-17 08:00 | 9:00 | 28.3 | 57 | 3.6
2018-07-17 09:00 | 10:00 | 30 | 48 | 4.1
2018-07-17 10:00 | 11:00 | 30 | 48 | 6.2
2018-07-17 11:00 | 12:00 | 27.2 | 65 | 6.2
2018-07-17 12:00 | 13:00 | 26.1 | 69 | 6.2
2018-07-17 13:00 | 14:00 | 26.1 | 69 | 5.2
2018-07-17 14:00 | 15:00 | 25 | 71 | 5.2
2018-07-17 15:00 | 16:00 | 25 | 71 | 4.6
2018-07-17 16:00 | 17:00 | 25 | 71 | 5.2
2018-07-17 17:00 | 18:00 | 24.4 | 74 | 5.2
2018-07-17 18:00 | 19:00 | 23.9 | 76 | 3.1
2018-07-17 19:00 | 20:00 | 23.9 | 76 | 4.6
2018-07-17 20:00 | 21:00 | 22.2 | 84 | 4.1
2018-07-17 21:00 | 22:00 | 23.3 | 82 | 4.6
2018-07-17 22:00 | 23:00 | 23.3 | 82 | 3.6
2018-07-17 23:00 | 24:00 | 26.1 | 77 | 4.1
2018-07-18 | 1:00 | 26.1 | 74 | 4.1
2018-07-18 01:00 | 2:00 | 25.6 | 71 | 4.1
2018-07-18 02:00 | 3:00 | 25 | 71 | 4.1
2018-07-18 03:00 | 4:00 | 24.4 | 71 | 4.6
2018-07-18 04:00 | 5:00 | 24.4 | 71 | 4.6
2018-07-18 05:00 | 6:00 | 26.1 | 65 | 3.6
2018-07-18 06:00 | 7:00 | 27.2 | 65 | 5.7
2018-07-18 07:00 | 8:00 | 27.2 | 65 | 3.6
2018-07-18 08:00 | 9:00 | 31.1 | 48 | 3.1
2018-07-18 09:00 | 10:00 | 32.2 | 41 | 3.1
2018-07-18 10:00 | 11:00 | 32.2 | 41 | 5.2
2018-07-18 11:00 | 12:00 | 33.9 | 36 | 6.7
2018-07-18 12:00 | 13:00 | 35 | 35 | 7.7
2018-07-18 13:00 | 14:00 | 35 | 35 | 5.7
2018-07-18 14:00 | 15:00 | 35.6 | 36 | 4.6
2018-07-18 15:00 | 16:00 | 34.4 | 40 | 7.7
2018-07-18 16:00 | 17:00 | 34.4 | 40 | 9.3
2018-07-18 17:00 | 18:00 | 32.8 | 42 | 6.2
2018-07-18 18:00 | 19:00 | 31.7 | 45 | 3.6
2018-07-18 19:00 | 20:00 | 31.7 | 45 | 4.6
2018-07-18 20:00 | 21:00 | 30 | 48 | 6.7
2018-07-18 21:00 | 22:00 | 29.4 | 50 | 8.8
2018-07-18 22:00 | 23:00 | 29.4 | 50 | 5.2
2018-07-18 23:00 | 24:00 | 30 | 51 | 4.1
2018-07-19 | 1:00 | 30.6 | 50 | 3.6
2018-07-19 01:00 | 2:00 | 30.6 | 50 | 4.1
2018-07-19 02:00 | 3:00 | 28.9 | 57 | 2.1
2018-07-19 03:00 | 4:00 | 27.2 | 65 | 2.1
2018-07-19 04:00 | 5:00 | 27.2 | 65 | 1.5
2018-07-19 05:00 | 6:00 | 28.9 | 59 | 2.1
2018-07-19 06:00 | 7:00 | 30 | 55 | 2.1
2018-07-19 07:00 | 8:00 | 30 | 55 | 1.5
2018-07-19 08:00 | 9:00 | 29.4 | 59 | 3.6
2018-07-19 09:00 | 10:00 | 26.7 | 67 | 4.1
2018-07-19 10:00 | 11:00 | 26.7 | 67 | 6.2
2018-07-19 11:00 | 12:00 | 28.9 | 57 | 7.2
2018-07-19 12:00 | 13:00 | 27.2 | 61 | 6.2
2018-07-19 13:00 | 14:00 | 27.2 | 61 | 7.2
2018-07-19 14:00 | 15:00 | 22 | 88 | 6.2
2018-07-19 15:00 | 16:00 | 21.1 | 93 | 6.2
2018-07-19 16:00 | 17:00 | 21.1 | 93 | 5.2
2018-07-19 17:00 | 18:00 | 22 | 94 | 5.7
2018-07-19 18:00 | 19:00 | 22.2 | 91 | 6.2
2018-07-19 19:00 | 20:00 | 22.2 | 91 | 4.6
2018-07-19 20:00 | 21:00 | 23.9 | 90 | 4.1
2018-07-19 21:00 | 22:00 | 23.9 | 88 | 4.1
2018-07-19 22:00 | 23:00 | 23.9 | 88 | 3.6
2018-07-19 23:00 | 24:00 | 23.3 | 79 | 3.6
2018-07-20 | 1:00 | 22.8 | 71 | 3.1
2018-07-20 01:00 | 2:00 | 22.8 | 71 | 3.6
2018-07-20 02:00 | 3:00 | 18.9 | 78 | 2.1
2018-07-20 03:00 | 4:00 | 18.9 | 81 | 5.2
2018-07-20 04:00 | 5:00 | 18.9 | 81 | 3.6
2018-07-20 05:00 | 6:00 | 20.6 | 70 | 4.6
2018-07-20 06:00 | 7:00 | 21.1 | 66 | 3.1
2018-07-20 07:00 | 8:00 | 21.1 | 66 | 4.6
2018-07-20 08:00 | 9:00 | 22.8 | 53 | 5.2
2018-07-20 09:00 | 10:00 | 22.2 | 49 | 4.1
2018-07-20 10:00 | 11:00 | 22.2 | 49 | 5.2
2018-07-20 11:00 | 12:00 | 22.8 | 53 | 3.6
2018-07-20 12:00 | 13:00 | 22.8 | 57 | 5.2
2018-07-20 13:00 | 14:00 | 22.8 | 57 | 5.7
2018-07-20 14:00 | 15:00 | 23.3 | 64 | 6.7
2018-07-20 15:00 | 16:00 | 23.3 | 66 | 5.2
2018-07-20 16:00 | 17:00 | 23.3 | 66 | 4.6
2018-07-20 17:00 | 18:00 | 21.7 | 70 | 5.2
2018-07-20 18:00 | 19:00 | 21.1 | 71 | 5.7
2018-07-20 19:00 | 20:00 | 21.1 | 71 | 5.2
2018-07-20 20:00 | 21:00 | 20 | 84 | 5.2
2018-07-20 21:00 | 22:00 | 20.6 | 78 | 6.2
2018-07-20 22:00 | 23:00 | 20.6 | 78 | 7.7
2018-07-20 23:00 | 24:00 | 19.4 | 87 | 7.2
2018-07-21 | 1:00 | 19.4 | 84 | 7.7
2018-07-21 01:00 | 2:00 | 19.4 | 84 | 8.8
2018-07-21 02:00 | 3:00 | 19.4 | 84 | 7.2
2018-07-21 03:00 | 4:00 | 19.4 | 87 | 7.2
2018-07-21 04:00 | 5:00 | 19.4 | 87 | 7.7
2018-07-21 05:00 | 6:00 | 18.9 | 70 | 8.2
2018-07-21 06:00 | 7:00 | 20 | 68 | 4.6
2018-07-21 07:00 | 8:00 | 20 | 68 | 6.7
2018-07-21 08:00 | 9:00 | 20.6 | 63 | 7.7
2018-07-21 09:00 | 10:00 | 20.6 | 63 | 7.7
2018-07-21 10:00 | 11:00 | 20.6 | 63 | 8.2
2018-07-21 11:00 | 12:00 | 20.6 | 65 | 7.2
2018-07-21 12:00 | 13:00 | 21.1 | 66 | 7.7
2018-07-21 13:00 | 14:00 | 21.1 | 66 | 7.7
2018-07-21 14:00 | 15:00 | 20.6 | 70 | 8.8
2018-07-21 15:00 | 16:00 | 20.6 | 68 | 7.7
2018-07-21 16:00 | 17:00 | 20.6 | 68 | 5.2
2018-07-21 17:00 | 18:00 | 20.6 | 63 | 4.6
2018-07-21 18:00 | 19:00 | 19.4 | 70 | 5.2
2018-07-21 19:00 | 20:00 | 19.4 | 70 | 4.6
2018-07-21 20:00 | 21:00 | 18.9 | 73 | 4.1
2018-07-21 21:00 | 22:00 | 18.3 | 81 | 5.2
2018-07-21 22:00 | 23:00 | 18.3 | 81 | 4.1
2018-07-21 23:00 | 24:00 | 17.8 | 84 | 5.2
2018-07-22 | 1:00 | 17.8 | 84 | 4.1
2018-07-22 01:00 | 2:00 | 17.8 | 84 | 3.6
2018-07-22 02:00 | 3:00 | 16.7 | 84 | 4.1
2018-07-22 03:00 | 4:00 | 16.7 | 84 | 4.1
2018-07-22 04:00 | 5:00 | 16.7 | 84 | 5.2
2018-07-22 05:00 | 6:00 | 17.8 | 75 | 6.2
2018-07-22 06:00 | 7:00 | 20 | 68 | 6.2
2018-07-22 07:00 | 8:00 | 20 | 68 | 7.2
2018-07-22 08:00 | 9:00 | 21.1 | 61 | 4.1
2018-07-22 09:00 | 10:00 | 21.7 | 66 | 4.1
2018-07-22 10:00 | 11:00 | 21.7 | 66 | 2.1
2018-07-22 11:00 | 12:00 | 21.7 | 68 | 4.1
2018-07-22 12:00 | 13:00 | 22.2 | 64 | 4.6
2018-07-22 13:00 | 14:00 | 22.2 | 64 | 4.6
2018-07-22 14:00 | 15:00 | 22.2 | 55 | 5.2
2018-07-22 15:00 | 16:00 | 22.8 | 59 | 5.2
2018-07-22 16:00 | 17:00 | 22.8 | 59 | 4.1
2018-07-22 17:00 | 18:00 | 21.7 | 59 | 1.5
2018-07-22 18:00 | 19:00 | 21.1 | 59 | 3.1
2018-07-22 19:00 | 20:00 | 21.1 | 59 | 2.1
2018-07-22 20:00 | 21:00 | 20 | 63 | 4.6
2018-07-22 21:00 | 22:00 | 19.4 | 66 | 4.1
2018-07-22 22:00 | 23:00 | 19.4 | 66 | 5.2
2018-07-22 23:00 | 24:00 | 18.9 | 75 | 5.2
2018-07-23 | 1:00 | 18.3 | 78 | 4.1
2018-07-23 01:00 | 2:00 | 18.3 | 78 | 3.6
2018-07-23 02:00 | 3:00 | 17.8 | 78 | 4.1
2018-07-23 03:00 | 4:00 | 16.7 | 80 | 4.1
2018-07-23 04:00 | 5:00 | 16.7 | 80 | 4.1
2018-07-23 05:00 | 6:00 | 17.8 | 78 | 5.2
2018-07-23 06:00 | 7:00 | 20.6 | 63 | 3.6
2018-07-23 07:00 | 8:00 | 20.6 | 63 | 4.1
2018-07-23 08:00 | 9:00 | 24.4 | 54 | 4.1
2018-07-23 09:00 | 10:00 | 26.1 | 50 | 6.7
2018-07-23 10:00 | 11:00 | 26.1 | 50 | 4.1
2018-07-23 11:00 | 12:00 | 28.3 | 32 | 5.7
2018-07-23 12:00 | 13:00 | 27.2 | 44 | 5.7
2018-07-23 13:00 | 14:00 | 27.2 | 44 | 6.2
2018-07-23 14:00 | 15:00 | 28.9 | 41 | 6.2
2018-07-23 15:00 | 16:00 | 27.8 | 47 | 5.7
2018-07-23 16:00 | 17:00 | 27.8 | 47 | 5.2
2018-07-23 17:00 | 18:00 | 25 | 48 | 5.2
2018-07-23 18:00 | 19:00 | 23.3 | 57 | 4.6
2018-07-23 19:00 | 20:00 | 23.3 | 57 | 3.6
2018-07-23 20:00 | 21:00 | 21.1 | 68 | 2.6
2018-07-23 21:00 | 22:00 | 20.6 | 73 | 2.6
2018-07-23 22:00 | 23:00 | 20.6 | 73 | 1
2018-07-23 23:00 | 24:00 | 20 | 76 | 1
2018-07-24 | 1:00 | 19.4 | 79 | 4.1
2018-07-24 01:00 | 2:00 | 19.4 | 79 | 4.1
2018-07-24 02:00 | 3:00 | 19.4 | 81 | 4.6
2018-07-24 03:00 | 4:00 | 19.4 | 81 | 3.6
2018-07-24 04:00 | 5:00 | 19.4 | 81 | 3.6
2018-07-24 05:00 | 6:00 | 20 | 84 | 4.1
2018-07-24 06:00 | 7:00 | 20.6 | 84 | 5.2
2018-07-24 07:00 | 8:00 | 20.6 | 84 | 5.2
2018-07-24 08:00 | 9:00 | 23.3 | 74 | 5.7
2018-07-24 09:00 | 10:00 | 25 | 69 | 5.2
2018-07-24 10:00 | 11:00 | 25 | 69 | 6.7
2018-07-24 11:00 | 12:00 | 25.6 | 67 | 5.2
2018-07-24 12:00 | 13:00 | 26.7 | 62 | 5.2
2018-07-24 13:00 | 14:00 | 26.7 | 62 | 5.2
2018-07-24 14:00 | 15:00 | 28.9 | 55 | 5.2
2018-07-24 15:00 | 16:00 | 28.9 | 53 | 5.7
2018-07-24 16:00 | 17:00 | 28.9 | 53 | 4.6
2018-07-24 17:00 | 18:00 | 26.1 | 69 | 4.1
2018-07-24 18:00 | 19:00 | 25 | 77 | 3.1
2018-07-24 19:00 | 20:00 | 25 | 77 | 3.1
2018-07-24 20:00 | 21:00 | 23.9 | 82 | 3.1
2018-07-24 21:00 | 22:00 | 24 | 83 | 2.6
2018-07-24 22:00 | 23:00 | 23.9 | 84 | 1
2018-07-24 23:00 | 24:00 | 23.3 | 87 | 2.1
2018-07-25 | 1:00 | 23 | 89 | 2.1
2018-07-25 01:00 | 2:00 | 22.8 | 90 | 1.5
2018-07-25 02:00 | 3:00 | 23 | 89 | 1.5
2018-07-25 03:00 | 4:00 | 24 | 83 | 1.5
2018-07-25 04:00 | 5:00 | 23.9 | 79 | 2.1
2018-07-25 05:00 | 6:00 | 22.2 | 87 | 2.1
2018-07-25 06:00 | 7:00 | 22.2 | 84 | 1.5
2018-07-25 07:00 | 8:00 | 22.2 | 84 | 3.6
2018-07-25 08:00 | 9:00 | 25.6 | 76 | 3.6
2018-07-25 09:00 | 10:00 | 27 | 70 | 5.2
2018-07-25 10:00 | 11:00 | 27.2 | 67 | 5.2
2018-07-25 11:00 | 12:00 | 29.4 | 57 | 7.7
2018-07-25 12:00 | 13:00 | 31.7 | 50 | 7.7
2018-07-25 13:00 | 14:00 | 31.7 | 50 | 9.3
2018-07-25 14:00 | 15:00 | 23 | 83 | 6.7
2018-07-25 15:00 | 16:00 | 21 | 88 | 7.2
2018-07-25 16:00 | 17:00 | 21.7 | 87 | 7.7
2018-07-25 17:00 | 18:00 | 22.8 | 79 | 7.2
2018-07-25 18:00 | 19:00 | 22.8 | 73 | 5.2
2018-07-25 19:00 | 20:00 | 22.8 | 73 | 7.2
2018-07-25 20:00 | 21:00 | 21 | 83 | 6.2
2018-07-25 21:00 | 22:00 | 21.7 | 66 | 5.2
2018-07-25 22:00 | 23:00 | 21.7 | 66 | 5.2
2018-07-25 23:00 | 24:00 | 20.6 | 59 | 4.6
2018-07-26 | 1:00 | 20 | 57 | 3.6
2018-07-26 01:00 | 2:00 | 20 | 57 | 5.2
2018-07-26 02:00 | 3:00 | 18.9 | 59 | 5.2
2018-07-26 03:00 | 4:00 | 18.3 | 61 | 3.1
2018-07-26 04:00 | 5:00 | 18.3 | 61 | 3.1
2018-07-26 05:00 | 6:00 | 18.9 | 61 | 2.6
2018-07-26 06:00 | 7:00 | 20 | 59 | 3.1
2018-07-26 07:00 | 8:00 | 20 | 59 | 4.6
2018-07-26 08:00 | 9:00 | 22.8 | 50 | 3.6
2018-07-26 09:00 | 10:00 | 23.9 | 43 | 4.6
2018-07-26 10:00 | 11:00 | 23.9 | 43 | 4.1
2018-07-26 11:00 | 12:00 | 25.6 | 39 | 5.7
2018-07-26 12:00 | 13:00 | 26.1 | 36 | 6.7
2018-07-26 13:00 | 14:00 | 26.1 | 36 | 6.2
2018-07-26 14:00 | 15:00 | 27.8 | 33 | 7.7
2018-07-26 15:00 | 16:00 | 28 | 32 | 6.7
2018-07-26 16:00 | 17:00 | 27.8 | 32 | 6.7
2018-07-26 17:00 | 18:00 | 27.2 | 34 | 6.2
2018-07-26 18:00 | 19:00 | 21.7 | 59 | 6.7
2018-07-26 19:00 | 20:00 | 21.7 | 59 | 6.2
2018-07-26 20:00 | 21:00 | 22.8 | 55 | 4.6
2018-07-26 21:00 | 22:00 | 21.7 | 66 | 4.6
2018-07-26 22:00 | 23:00 | 21.7 | 66 | 5.2
2018-07-26 23:00 | 24:00 | 20.6 | 73 | 6.2
2018-07-27 | 1:00 | 20 | 81 | 6.7
2018-07-27 01:00 | 2:00 | 20 | 81 | 6.2
2018-07-27 02:00 | 3:00 | 20 | 73 | 6.2
2018-07-27 03:00 | 4:00 | 19.4 | 73 | 6.2
2018-07-27 04:00 | 5:00 | 19.4 | 73 | 5.7
2018-07-27 05:00 | 6:00 | 21.1 | 68 | 5.2
2018-07-27 06:00 | 7:00 | 22.2 | 68 | 5.7
2018-07-27 07:00 | 8:00 | 22.2 | 68 | 6.7
2018-07-27 08:00 | 9:00 | 23.9 | 64 | 8.2
2018-07-27 09:00 | 10:00 | 23.9 | 62 | 7.7
2018-07-27 10:00 | 11:00 | 23.9 | 62 | 7.2
2018-07-27 11:00 | 12:00 | 24.4 | 64 | 7.7
2018-07-27 12:00 | 13:00 | 25 | 62 | 8.2
2018-07-27 13:00 | 14:00 | 25 | 62 | 8.8
2018-07-27 14:00 | 15:00 | 27.2 | 65 | 6.7
2018-07-27 15:00 | 16:00 | 27.8 | 60 | 8.8
2018-07-27 16:00 | 17:00 | 27.8 | 60 | 7.7
2018-07-27 17:00 | 18:00 | 27.8 | 63 | 7.7
2018-07-27 18:00 | 19:00 | 26.1 | 74 | 5.2
2018-07-27 19:00 | 20:00 | 26.1 | 74 | 7.2
2018-07-27 20:00 | 21:00 | 24.4 | 82 | 5.7
2018-07-27 21:00 | 22:00 | 23.9 | 88 | 5.2
2018-07-27 22:00 | 23:00 | 23.9 | 88 | 5.2
2018-07-27 23:00 | 24:00 | 25 | 89 | 5.2
2018-07-28 | 1:00 | 25 | 83 | 5.2
2018-07-28 01:00 | 2:00 | 25 | 82 | 4.1
2018-07-28 02:00 | 3:00 | 23.3 | 82 | 3.6
2018-07-28 03:00 | 4:00 | 20 | 87 | 4.1
2018-07-28 04:00 | 5:00 | 20 | 87 | 3.1
2018-07-28 05:00 | 6:00 | 18.9 | 90 | 3.1
2018-07-28 06:00 | 7:00 | 18 | 94 | 2.6
2018-07-28 07:00 | 8:00 | 18.9 | 93 | 1.5
2018-07-28 08:00 | 9:00 | 18.9 | 93 | 3.1
2018-07-28 09:00 | 10:00 | 20 | 87 | 3.6
2018-07-28 10:00 | 11:00 | 20 | 87 | 5.2
2018-07-28 11:00 | 12:00 | 20.6 | 86 | 6.2
2018-07-28 12:00 | 13:00 | 22 | 83 | 7.2
2018-07-28 13:00 | 14:00 | 22.8 | 76 | 7.2
2018-07-28 14:00 | 15:00 | 21 | 83 | 8.8
2018-07-28 15:00 | 16:00 | 20.6 | 90 | 7.2
2018-07-28 16:00 | 17:00 | 20.6 | 90 | 5.2
2018-07-28 17:00 | 18:00 | 20 | 88 | 7.7
2018-07-28 18:00 | 19:00 | 18.9 | 90 | 6.7
2018-07-28 19:00 | 20:00 | 18.9 | 90 | 5.2
2018-07-28 20:00 | 21:00 | 19.4 | 84 | 6.7
2018-07-28 21:00 | 22:00 | 19.4 | 87 | 6.7
2018-07-28 22:00 | 23:00 | 19.4 | 87 | 7.2
2018-07-28 23:00 | 24:00 | 19.4 | 84 | 7.7
2018-07-29 | 1:00 | 18.9 | 87 | 5.2
2018-07-29 01:00 | 2:00 | 18.9 | 87 | 5.2
2018-07-29 02:00 | 3:00 | 18.3 | 84 | 5.7
2018-07-29 03:00 | 4:00 | 17.8 | 90 | 5.2
2018-07-29 04:00 | 5:00 | 17.8 | 90 | 5.7
2018-07-29 05:00 | 6:00 | 18.9 | 90 | 3.6
2018-07-29 06:00 | 7:00 | 18.3 | 93 | 3.6
2018-07-29 07:00 | 8:00 | 18.3 | 93 | 4.6
2018-07-29 08:00 | 9:00 | 19 | 88 | 5.2
2018-07-29 09:00 | 10:00 | 19 | 88 | 6.2
2018-07-29 10:00 | 11:00 | 20 | 87 | 5.2
2018-07-29 11:00 | 12:00 | 20.6 | 87 | 4.1
2018-07-29 12:00 | 13:00 | 22.2 | 79 | 5.7
2018-07-29 13:00 | 14:00 | 22.2 | 79 | 6.2
2018-07-29 14:00 | 15:00 | 21.1 | 84 | 5.2
2018-07-29 15:00 | 16:00 | 21 | 83 | 7.2
2018-07-29 16:00 | 17:00 | 20.6 | 87 | 5.2
2018-07-29 17:00 | 18:00 | 20 | 94 | 6.2
2018-07-29 18:00 | 19:00 | 19.4 | 93 | 4.1
2018-07-29 19:00 | 20:00 | 19.4 | 93 | 4.6
2018-07-29 20:00 | 21:00 | 19 | 94 | 4.1
2018-07-29 21:00 | 22:00 | 18.9 | 96 | 4.1
2018-07-29 22:00 | 23:00 | 18.9 | 96 | 3.6
2018-07-29 23:00 | 24:00 | 19 | 94 | 3.1
2018-07-30 | 1:00 | 19.4 | 93 | 4.1
2018-07-30 01:00 | 2:00 | 19.4 | 93 | 6.2
2018-07-30 02:00 | 3:00 | 19 | 94 | 5.2
2018-07-30 03:00 | 4:00 | 19.4 | 93 | 3.1
2018-07-30 04:00 | 5:00 | 19.4 | 93 | 5.2
2018-07-30 05:00 | 6:00 | 19 | 94 | 5.2
2018-07-30 06:00 | 7:00 | 19 | 94 | 5.2
2018-07-30 07:00 | 8:00 | 19.4 | 93 | 4.6
2018-07-30 08:00 | 9:00 | 19 | 94 | 5.2
2018-07-30 09:00 | 10:00 | 21 | 83 | 5.7
2018-07-30 10:00 | 11:00 | 20 | 87 | 5.2
2018-07-30 11:00 | 12:00 | 21 | 83 | 5.7
2018-07-30 12:00 | 13:00 | 21 | 78 | 5.7
2018-07-30 13:00 | 14:00 | 21.1 | 78 | 5.2
2018-07-30 14:00 | 15:00 | 22 | 69 | 3.1
2018-07-30 15:00 | 16:00 | 20.6 | 70 | 4.1
2018-07-30 16:00 | 17:00 | 20.6 | 70 | 3.6
2018-07-30 17:00 | 18:00 | 19 | 83 | 4.1
2018-07-30 18:00 | 19:00 | 18.9 | 81 | 3.6
2018-07-30 19:00 | 20:00 | 18.9 | 81 | 4.1
2018-07-30 20:00 | 21:00 | 19 | 83 | 3.1
2018-07-30 21:00 | 22:00 | 18.3 | 87 | 3.6
2018-07-30 22:00 | 23:00 | 18.3 | 87 | 4.1
2018-07-30 23:00 | 24:00 | 17.8 | 87 | 4.6
2018-07-31 | 1:00 | 17.8 | 87 | 3.6
2018-07-31 01:00 | 2:00 | 17.8 | 87 | 4.6
2018-07-31 02:00 | 3:00 | 18 | 88 | 3.6
2018-07-31 03:00 | 4:00 | 18 | 88 | 3.6
2018-07-31 04:00 | 5:00 | 17.8 | 87 | 4.1
2018-07-31 05:00 | 6:00 | 18.3 | 84 | 3.6
2018-07-31 06:00 | 7:00 | 20 | 76 | 4.6
2018-07-31 07:00 | 8:00 | 20 | 76 | 3.6
2018-07-31 08:00 | 9:00 | 22.2 | 71 | 4.1
2018-07-31 09:00 | 10:00 | 22.2 | 73 | 2.6
2018-07-31 10:00 | 11:00 | 22.2 | 73 | 4.1
2018-07-31 11:00 | 12:00 | 23.9 | 66 | 4.1
2018-07-31 12:00 | 13:00 | 23.9 | 69 | 4.1
2018-07-31 13:00 | 14:00 | 23.9 | 69 | 4.1
2018-07-31 14:00 | 15:00 | 24.4 | 64 | 4.6
2018-07-31 15:00 | 16:00 | 25 | 64 | 5.2
2018-07-31 16:00 | 17:00 | 25 | 64 | 4.1
2018-07-31 17:00 | 18:00 | 25.6 | 56 | 3.6
2018-07-31 18:00 | 19:00 | 22.1 | 66 | 4.1
2018-07-31 19:00 | 20:00 | 21.1 | 70 | 3.1
2018-07-31 20:00 | 21:00 | 20 | 76 | 4.1
2018-07-31 21:00 | 22:00 | 20.3 | 74 | 4
2018-07-31 22:00 | 23:00 | 20.7 | 70 | 3.8
2018-07-31 23:00 | 24:00 | 21.1 | 66 | 3.7
2010-08-01 | 1:00 | 21.4 | 63 | 3.5
2010-08-01 01:00 | 2:00 | 21.1 | 64 | 3.4
2010-08-01 02:00 | 3:00 | 21.5 | 62 | 3.2
2010-08-01 03:00 | 4:00 | 22.4 | 60 | 3.1
2010-08-01 04:00 | 5:00 | 23.5 | 56 | 3.6
2010-08-01 05:00 | 6:00 | 25.6 | 50 | 5.2
2010-08-01 06:00 | 7:00 | 25 | 52 | 3.6
2010-08-01 07:00 | 8:00 | 25 | 52 | 5.2
2010-08-01 08:00 | 9:00 | 28.9 | 43 | 5.2
2010-08-01 09:00 | 10:00 | 28.9 | 41 | 5.7
2010-08-01 10:00 | 11:00 | 28.9 | 41 | 5.7
2010-08-01 11:00 | 12:00 | 30.6 | 39 | 6.2
2010-08-01 12:00 | 13:00 | 31.1 | 36 | 7.2
2010-08-01 13:00 | 14:00 | 31.1 | 36 | 6.2
2010-08-01 14:00 | 15:00 | 27.8 | 46 | 6.7
2010-08-01 15:00 | 16:00 | 26.1 | 47 | 6.2
2010-08-01 16:00 | 17:00 | 26.1 | 47 | 5.2
2010-08-01 17:00 | 18:00 | 26.7 | 51 | 4.1
2010-08-01 18:00 | 19:00 | 26.1 | 50 | 4.1
2010-08-01 19:00 | 20:00 | 26.1 | 50 | 4.6
2010-08-01 20:00 | 21:00 | 25.6 | 54 | 3.6
2010-08-01 21:00 | 22:00 | 24.4 | 60 | 3.6
2010-08-01 22:00 | 23:00 | 24.4 | 60 | 3.6
2010-08-01 23:00 | 24:00 | 23.3 | 53 | 4.1
2010-08-02 | 1:00 | 22.8 | 53 | 1.5
2010-08-02 01:00 | 2:00 | 22.8 | 53 | 4.1
2010-08-02 02:00 | 3:00 | 21.7 | 51 | 3.6
2010-08-02 03:00 | 4:00 | 20.6 | 57 | 3.1
2010-08-02 04:00 | 5:00 | 20.6 | 57 | 2.6
2010-08-02 05:00 | 6:00 | 20.6 | 57 | 4.1
2010-08-02 06:00 | 7:00 | 22.2 | 51 | 3.6
2010-08-02 07:00 | 8:00 | 22.2 | 51 | 3.1
2010-08-02 08:00 | 9:00 | 26.1 | 41 | 3.6
2010-08-02 09:00 | 10:00 | 27.2 | 37 | 5.2
2010-08-02 10:00 | 11:00 | 27.2 | 37 | 5.2
2010-08-02 11:00 | 12:00 | 29.4 | 35 | 5.7
2010-08-02 12:00 | 13:00 | 30 | 33 | 5.7
2010-08-02 13:00 | 14:00 | 30 | 33 | 6.2
2010-08-02 14:00 | 15:00 | 30 | 31 | 6.2
2010-08-02 15:00 | 16:00 | 30 | 30 | 14.4
2010-08-02 16:00 | 17:00 | 30 | 30 | 7.2
2010-08-02 17:00 | 18:00 | 28.9 | 36 | 5.2
2010-08-02 18:00 | 19:00 | 27.8 | 40 | 5.7
2010-08-02 19:00 | 20:00 | 27.8 | 40 | 6.2
2010-08-02 20:00 | 21:00 | 23.9 | 57 | 6.2
2010-08-02 21:00 | 22:00 | 22.2 | 64 | 4.6
2010-08-02 22:00 | 23:00 | 22.2 | 64 | 4.6
2010-08-02 23:00 | 24:00 | 21.7 | 81 | 4.1
2010-08-03 | 1:00 | 21.1 | 87 | 4.1
2010-08-03 01:00 | 2:00 | 20.6 | 90 | 3.6
2010-08-03 02:00 | 3:00 | 20.6 | 90 | 3.1
2010-08-03 03:00 | 4:00 | 20 | 93 | 3.6
2010-08-03 04:00 | 5:00 | 20 | 93 | 4.1
2010-08-03 05:00 | 6:00 | 21.7 | 90 | 4.6
2010-08-03 06:00 | 7:00 | 23.3 | 82 | 4.1
2010-08-03 07:00 | 8:00 | 23.3 | 82 | 5.7
2010-08-03 08:00 | 9:00 | 28.3 | 49 | 5.2
2010-08-03 09:00 | 10:00 | 30 | 40 | 5.7
2010-08-03 10:00 | 11:00 | 30 | 40 | 5.2
2010-08-03 11:00 | 12:00 | 31.1 | 39 | 4.1
2010-08-03 12:00 | 13:00 | 31.1 | 40 | 6.7
2010-08-03 13:00 | 14:00 | 31.1 | 40 | 6.2
2010-08-03 14:00 | 15:00 | 31.1 | 40 | 6.2
2010-08-03 15:00 | 16:00 | 30 | 48 | 6.7
2010-08-03 16:00 | 17:00 | 30 | 48 | 6.7
2010-08-03 17:00 | 18:00 | 27.2 | 53 | 4.6
2010-08-03 18:00 | 19:00 | 26.1 | 56 | 4.6
2010-08-03 19:00 | 20:00 | 26.1 | 56 | 4.1
2010-08-03 20:00 | 21:00 | 25 | 65 | 3.1
2010-08-03 21:00 | 22:00 | 24.4 | 74 | 2.6
2010-08-03 22:00 | 23:00 | 24.4 | 74 | 4.1
2010-08-03 23:00 | 24:00 | 23.3 | 85 | 4.6
2010-08-04 | 1:00 | 23.3 | 87 | 3.6
2010-08-04 01:00 | 2:00 | 23.3 | 87 | 3.6
2010-08-04 02:00 | 3:00 | 23.3 | 87 | 4.1
2010-08-04 03:00 | 4:00 | 22.8 | 90 | 4.1
2010-08-04 04:00 | 5:00 | 22.8 | 90 | 5.2
2010-08-04 05:00 | 6:00 | 22 | 100 | 5.2
2010-08-04 06:00 | 7:00 | 21 | 88 | 7.2
2010-08-04 07:00 | 8:00 | 20 | 93 | 6.7
2010-08-04 08:00 | 9:00 | 25.6 | 71 | 6.7
2010-08-04 09:00 | 10:00 | 26.1 | 72 | 6.7
2010-08-04 10:00 | 11:00 | 26.1 | 72 | 7.2
2010-08-04 11:00 | 12:00 | 28.9 | 53 | 7.7
2010-08-04 12:00 | 13:00 | 30.6 | 48 | 7.2
2010-08-04 13:00 | 14:00 | 30.6 | 48 | 7.2
2010-08-04 14:00 | 15:00 | 28 | 51 | 7.2
2010-08-04 15:00 | 16:00 | 27 | 54 | 6.7
2010-08-04 16:00 | 17:00 | 22.2 | 82 | 6.7
2010-08-04 17:00 | 18:00 | 22.2 | 82 | 6.7
2010-08-04 18:00 | 19:00 | 22 | 78 | 6.2
2010-08-04 19:00 | 20:00 | 21.7 | 79 | 5.7
2010-08-04 20:00 | 21:00 | 22.2 | 79 | 6.2
2010-08-04 21:00 | 22:00 | 21.1 | 84 | 5.7
2010-08-04 22:00 | 23:00 | 21.1 | 84 | 6.7
2010-08-04 23:00 | 24:00 | 22.2 | 79 | 6.7
2010-08-05 | 1:00 | 21.7 | 73 | 5.7
2010-08-05 01:00 | 2:00 | 21.7 | 73 | 6.2
2010-08-05 02:00 | 3:00 | 20 | 78 | 6.2
2010-08-05 03:00 | 4:00 | 20.6 | 68 | 6.2
2010-08-05 04:00 | 5:00 | 20.6 | 68 | 7.2
2010-08-05 05:00 | 6:00 | 21.7 | 66 | 6.7
2010-08-05 06:00 | 7:00 | 21.1 | 76 | 6.7
2010-08-05 07:00 | 8:00 | 21.1 | 76 | 6.7
2010-08-05 08:00 | 9:00 | 26.1 | 48 | 7.2
2010-08-05 09:00 | 10:00 | 26.7 | 47 | 7.2
2010-08-05 10:00 | 11:00 | 26.7 | 47 | 7.7
2010-08-05 11:00 | 12:00 | 27.8 | 41 | 8.2
2010-08-05 12:00 | 13:00 | 27.8 | 41 | 7.7
2010-08-05 13:00 | 14:00 | 27.8 | 41 | 6.2
2010-08-05 14:00 | 15:00 | 29.4 | 37 | 6.7
2010-08-05 15:00 | 16:00 | 28.9 | 35 | 7.7
2010-08-05 16:00 | 17:00 | 28.9 | 35 | 6.7
2010-08-05 17:00 | 18:00 | 27.2 | 37 | 5.7
2010-08-05 18:00 | 19:00 | 25.6 | 39 | 5.7
2010-08-05 19:00 | 20:00 | 25.6 | 39 | 4.1
2010-08-05 20:00 | 21:00 | 23.3 | 50 | 4.6
2010-08-05 21:00 | 22:00 | 22.8 | 51 | 3.1
2010-08-05 22:00 | 23:00 | 22.8 | 51 | 4.1
2010-08-05 23:00 | 24:00 | 21.1 | 57 | 7.2
2010-08-06 | 1:00 | 20 | 59 | 5.7
2010-08-06 01:00 | 2:00 | 20 | 59 | 4.6
2010-08-06 02:00 | 3:00 | 18.9 | 63 | 4.1
2010-08-06 03:00 | 4:00 | 18.3 | 63 | 5.7
2010-08-06 04:00 | 5:00 | 18.3 | 63 | 5.2
2010-08-06 05:00 | 6:00 | 18.3 | 65 | 4.6
2010-08-06 06:00 | 7:00 | 20.6 | 57 | 5.7
2010-08-06 07:00 | 8:00 | 20.6 | 57 | 5.2
2010-08-06 08:00 | 9:00 | 23.3 | 48 | 7.7
2010-08-06 09:00 | 10:00 | 24.4 | 45 | 3.1
2010-08-06 10:00 | 11:00 | 24.4 | 45 | 4.1
2010-08-06 11:00 | 12:00 | 26.7 | 38 | 5.2
2010-08-06 12:00 | 13:00 | 26.1 | 38 | 6.7
2010-08-06 13:00 | 14:00 | 26.1 | 38 | 6.7
2010-08-06 14:00 | 15:00 | 27.2 | 34 | 6.2
2010-08-06 15:00 | 16:00 | 26.7 | 36 | 7.2
2010-08-06 16:00 | 17:00 | 26.7 | 36 | 6.7
2010-08-06 17:00 | 18:00 | 25.6 | 37 | 6.2
2010-08-06 18:00 | 19:00 | 25 | 42 | 2.6
2010-08-06 19:00 | 20:00 | 25 | 42 | 2.1
2010-08-06 20:00 | 21:00 | 23.3 | 52 | 5.7
2010-08-06 21:00 | 22:00 | 22.8 | 51 | 5.2
2010-08-06 22:00 | 23:00 | 22.8 | 51 | 3.6
2010-08-06 23:00 | 24:00 | 21.7 | 57 | 6.2
2010-08-07 | 1:00 | 20.6 | 61 | 6.2
2010-08-07 01:00 | 2:00 | 20.6 | 61 | 4.6
2010-08-07 02:00 | 3:00 | 19.4 | 63 | 4.1
2010-08-07 03:00 | 4:00 | 18.9 | 65 | 4.1
2010-08-07 04:00 | 5:00 | 18.9 | 65 | 4.1
2010-08-07 05:00 | 6:00 | 18.3 | 68 | 3.1
2010-08-07 06:00 | 7:00 | 20.6 | 61 | 3.6
2010-08-07 07:00 | 8:00 | 20.6 | 61 | 3.6
2010-08-07 08:00 | 9:00 | 22.2 | 53 | 3.1
2010-08-07 09:00 | 10:00 | 22.8 | 53 | 3.1
2010-08-07 10:00 | 11:00 | 22.8 | 53 | 4.1
2010-08-07 11:00 | 12:00 | 21.7 | 59 | 5.2
2010-08-07 12:00 | 13:00 | 21.7 | 66 | 5.2
2010-08-07 13:00 | 14:00 | 21.7 | 66 | 5.2
2010-08-07 14:00 | 15:00 | 21.7 | 66 | 5.2
2010-08-07 15:00 | 16:00 | 21.1 | 71 | 4.6
2010-08-07 16:00 | 17:00 | 21.1 | 71 | 3.6
2010-08-07 17:00 | 18:00 | 19.4 | 81 | 4.1
2010-08-07 18:00 | 19:00 | 18.9 | 81 | 4.1
2010-08-07 19:00 | 20:00 | 18.9 | 81 | 4.1
2010-08-07 20:00 | 21:00 | 18.3 | 87 | 5.2
2010-08-07 21:00 | 22:00 | 17.8 | 90 | 5.7
2010-08-07 22:00 | 23:00 | 17.8 | 90 | 7.2
2010-08-07 23:00 | 24:00 | 18.3 | 81 | 6.7
2010-08-08 | 1:00 | 17.8 | 78 | 6.2
2010-08-08 01:00 | 2:00 | 17.8 | 78 | 5.7
2010-08-08 02:00 | 3:00 | 16.7 | 80 | 5.7
2010-08-08 03:00 | 4:00 | 16.1 | 83 | 5.7
2010-08-08 04:00 | 5:00 | 16.1 | 83 | 6.7
2010-08-08 05:00 | 6:00 | 17.2 | 75 | 6.7
2010-08-08 06:00 | 7:00 | 18.9 | 68 | 7.7
2010-08-08 07:00 | 8:00 | 18.9 | 68 | 7.7
2010-08-08 08:00 | 9:00 | 21.7 | 57 | 7.7
2010-08-08 09:00 | 10:00 | 22.2 | 57 | 7.7
2010-08-08 10:00 | 11:00 | 22.2 | 57 | 7.7
2010-08-08 11:00 | 12:00 | 23.3 | 55 | 7.2
2010-08-08 12:00 | 13:00 | 22.8 | 59 | 7.7
2010-08-08 13:00 | 14:00 | 22.8 | 59 | 7.2
2010-08-08 14:00 | 15:00 | 22.2 | 59 | 7.2
2010-08-08 15:00 | 16:00 | 21.1 | 68 | 7.2
2010-08-08 16:00 | 17:00 | 21.1 | 68 | 6.7
2010-08-08 17:00 | 18:00 | 20 | 73 | 6.7
2010-08-08 18:00 | 19:00 | 18.9 | 81 | 6.2
2010-08-08 19:00 | 20:00 | 18.9 | 81 | 5.7
2010-08-08 20:00 | 21:00 | 18.3 | 84 | 5.2
2010-08-08 21:00 | 22:00 | 18.3 | 84 | 6.2
2010-08-08 22:00 | 23:00 | 18.3 | 84 | 4.6
2010-08-08 23:00 | 24:00 | 17.8 | 90 | 5.2
2010-08-09 | 1:00 | 17.8 | 87 | 5.2
2010-08-09 01:00 | 2:00 | 17.8 | 87 | 4.6
2010-08-09 02:00 | 3:00 | 17.2 | 90 | 4.1
2010-08-09 03:00 | 4:00 | 16.7 | 86 | 5.2
2010-08-09 04:00 | 5:00 | 16.7 | 86 | 5.7
2010-08-09 05:00 | 6:00 | 17.2 | 84 | 4.6
2010-08-09 06:00 | 7:00 | 18 | 83 | 4.6
2010-08-09 07:00 | 8:00 | 17.8 | 84 | 5.2
2010-08-09 08:00 | 9:00 | 20 | 78 | 5.2
2010-08-09 09:00 | 10:00 | 20 | 78 | 4.6
2010-08-09 10:00 | 11:00 | 20 | 78 | 5.2
2010-08-09 11:00 | 12:00 | 22 | 69 | 5.2
2010-08-09 12:00 | 13:00 | 22 | 64 | 4.1
2010-08-09 13:00 | 14:00 | 21.7 | 66 | 3.6
2010-08-09 14:00 | 15:00 | 21 | 73 | 3.1
2010-08-09 15:00 | 16:00 | 19.4 | 76 | 4.1
2010-08-09 16:00 | 17:00 | 19.4 | 76 | 5.2
2010-08-09 17:00 | 18:00 | 18.3 | 81 | 4.1
2010-08-09 18:00 | 19:00 | 17.8 | 84 | 3.6
2010-08-09 19:00 | 20:00 | 17.8 | 84 | 2.6
2010-08-09 20:00 | 21:00 | 17.8 | 80 | 4.6
2010-08-09 21:00 | 22:00 | 18.3 | 76 | 5.2
2010-08-09 22:00 | 23:00 | 18.3 | 76 | 5.2
2010-08-09 23:00 | 24:00 | 17.8 | 78 | 5.2
2010-08-10 | 1:00 | 17.8 | 80 | 4.1
2010-08-10 01:00 | 2:00 | 17.8 | 80 | 3.6
2010-08-10 02:00 | 3:00 | 17.2 | 81 | 3.1
2010-08-10 03:00 | 4:00 | 17.2 | 81 | 2.6
2010-08-10 04:00 | 5:00 | 17.2 | 81 | 4.1
2010-08-10 05:00 | 6:00 | 18.3 | 73 | 4.1
2010-08-10 06:00 | 7:00 | 20 | 68 | 3.1
2010-08-10 07:00 | 8:00 | 20 | 68 | 3.1
2010-08-10 08:00 | 9:00 | 22.8 | 61 | 3.1
2010-08-10 09:00 | 10:00 | 24.4 | 58 | 4.1
2010-08-10 10:00 | 11:00 | 24.4 | 58 | 5.2
2010-08-10 11:00 | 12:00 | 27.2 | 47 | 5.7
2010-08-10 12:00 | 13:00 | 25.6 | 54 | 6.2
2010-08-10 13:00 | 14:00 | 25.6 | 54 | 5.7
2010-08-10 14:00 | 15:00 | 27.8 | 47 | 5.7
2010-08-10 15:00 | 16:00 | 27.2 | 51 | 6.2
2010-08-10 16:00 | 17:00 | 27.2 | 51 | 5.2
2010-08-10 17:00 | 18:00 | 23.9 | 57 | 5.7
2010-08-10 18:00 | 19:00 | 22.2 | 66 | 4.1
2010-08-10 19:00 | 20:00 | 22.2 | 66 | 5.2
2010-08-10 20:00 | 21:00 | 20 | 78 | 4.6
2010-08-10 21:00 | 22:00 | 19.4 | 81 | 4.6
2010-08-10 22:00 | 23:00 | 19.4 | 81 | 4.1
2010-08-10 23:00 | 24:00 | 18.3 | 90 | 4.6
2010-08-11 | 1:00 | 18.9 | 87 | 4.1
2010-08-11 01:00 | 2:00 | 18.9 | 87 | 3.1
2010-08-11 02:00 | 3:00 | 18.3 | 93 | 2.1
2010-08-11 03:00 | 4:00 | 18.3 | 93 | 3.1
2010-08-11 04:00 | 5:00 | 18.3 | 93 | 2.6
2010-08-11 05:00 | 6:00 | 18.9 | 90 | 3.1
2010-08-11 06:00 | 7:00 | 19.4 | 87 | 3.6
2010-08-11 07:00 | 8:00 | 19.4 | 87 | 2.1
2010-08-11 08:00 | 9:00 | 19.4 | 93 | 2.1
2010-08-11 09:00 | 10:00 | 19 | 94 | 3.1
2010-08-11 10:00 | 11:00 | 20 | 93 | 1.5
2010-08-11 11:00 | 12:00 | 19 | 100 | 4.1
2010-08-11 12:00 | 13:00 | 20 | 100 | 6.2
2010-08-11 13:00 | 14:00 | 21.7 | 93 | 5.2
2010-08-11 14:00 | 15:00 | 22 | 94 | 6.7
2010-08-11 15:00 | 16:00 | 22.2 | 91 | 6.7
2010-08-11 16:00 | 17:00 | 22.2 | 91 | 6.7
2010-08-11 17:00 | 18:00 | 21.7 | 93 | 7.2
2010-08-11 18:00 | 19:00 | 21.7 | 93 | 5.7
2010-08-11 19:00 | 20:00 | 21.7 | 93 | 6.2
2010-08-11 20:00 | 21:00 | 20 | 96 | 6.2
2010-08-11 21:00 | 22:00 | 21 | 94 | 4.6
2010-08-11 22:00 | 23:00 | 21.1 | 93 | 4.6
2010-08-11 23:00 | 24:00 | 21 | 100 | 3.6
2010-08-12 | 1:00 | 21 | 94 | 3.6
2010-08-12 01:00 | 2:00 | 20 | 100 | 4.6
2010-08-12 02:00 | 3:00 | 20 | 100 | 3.6
2010-08-12 03:00 | 4:00 | 21.1 | 90 | 4.6
2010-08-12 04:00 | 5:00 | 21.1 | 90 | 3.6
2010-08-12 05:00 | 6:00 | 20.6 | 87 | 2.1
2010-08-12 06:00 | 7:00 | 21.7 | 81 | 2.6
2010-08-12 07:00 | 8:00 | 21.7 | 81 | 2.6
2010-08-12 08:00 | 9:00 | 25 | 64 | 3.6
2010-08-12 09:00 | 10:00 | 26.1 | 60 | 3.6
2010-08-12 10:00 | 11:00 | 26.1 | 60 | 3.1
2010-08-12 11:00 | 12:00 | 27.8 | 53 | 3.6
2010-08-12 12:00 | 13:00 | 28.3 | 48 | 3.6
2010-08-12 13:00 | 14:00 | 28.3 | 48 | 4.1
2010-08-12 14:00 | 15:00 | 29.4 | 42 | 3.6
2010-08-12 15:00 | 16:00 | 28.3 | 41 | 3.1
2010-08-12 16:00 | 17:00 | 28.3 | 41 | 3.6
2010-08-12 17:00 | 18:00 | 27.2 | 45 | 2.6
2010-08-12 18:00 | 19:00 | 26.1 | 45 | 2.1
2010-08-12 19:00 | 20:00 | 26.1 | 45 | 3.6
2010-08-12 20:00 | 21:00 | 25 | 52 | 3.1
2010-08-12 21:00 | 22:00 | 23.3 | 60 | 3.1
2010-08-12 22:00 | 23:00 | 23.3 | 60 | 3.6
2010-08-12 23:00 | 24:00 | 22.2 | 66 | 3.6
2010-08-13 | 1:00 | 21.1 | 71 | 4.1
2010-08-13 01:00 | 2:00 | 21.1 | 71 | 3.1
2010-08-13 02:00 | 3:00 | 20 | 73 | 0
2010-08-13 03:00 | 4:00 | 19.4 | 73 | 2.6
2010-08-13 04:00 | 5:00 | 19.4 | 73 | 3.1
2010-08-13 05:00 | 6:00 | 20 | 70 | 2.6
2010-08-13 06:00 | 7:00 | 21.1 | 66 | 5.2
2010-08-13 07:00 | 8:00 | 21.1 | 66 | 3.6
2010-08-13 08:00 | 9:00 | 23.9 | 54 | 4.6
2010-08-13 09:00 | 10:00 | 25 | 52 | 5.7
2010-08-13 10:00 | 11:00 | 25 | 52 | 3.6
2010-08-13 11:00 | 12:00 | 26.7 | 45 | 7.2
2010-08-13 12:00 | 13:00 | 24.4 | 58 | 4.1
2010-08-13 13:00 | 14:00 | 24.4 | 58 | 2.6
2010-08-13 14:00 | 15:00 | 23.9 | 62 | 4.1
2010-08-13 15:00 | 16:00 | 23.3 | 64 | 4.6
2010-08-13 16:00 | 17:00 | 23.3 | 64 | 4.6
2010-08-13 17:00 | 18:00 | 22.8 | 68 | 2.1
2010-08-13 18:00 | 19:00 | 21.1 | 76 | 4.1
2010-08-13 19:00 | 20:00 | 21.1 | 76 | 3.6
2010-08-13 20:00 | 21:00 | 22.8 | 61 | 4.1
2010-08-13 21:00 | 22:00 | 22.8 | 57 | 3.6
2010-08-13 22:00 | 23:00 | 22.2 | 59 | 4.6
2010-08-13 23:00 | 24:00 | 22.8 | 55 | 4.6
2010-08-14 | 1:00 | 20.6 | 63 | 4.1
2010-08-14 01:00 | 2:00 | 20.6 | 63 | 5.7
2010-08-14 02:00 | 3:00 | 19.4 | 66 | 3.6
2010-08-14 03:00 | 4:00 | 18.9 | 68 | 0
2010-08-14 04:00 | 5:00 | 18.9 | 68 | 3.1
2010-08-14 05:00 | 6:00 | 19.4 | 73 | 3.6
2010-08-14 06:00 | 7:00 | 20.6 | 70 | 5.2
2010-08-14 07:00 | 8:00 | 20.6 | 70 | 6.2
2010-08-14 08:00 | 9:00 | 25.6 | 47 | 6.2
2010-08-14 09:00 | 10:00 | 27.2 | 37 | 5.2
2010-08-14 10:00 | 11:00 | 27.2 | 37 | 5.2
2010-08-14 11:00 | 12:00 | 28.3 | 38 | 4.6
2010-08-14 12:00 | 13:00 | 28.9 | 40 | 4.6
2010-08-14 13:00 | 14:00 | 28.9 | 40 | 4.6
2010-08-14 14:00 | 15:00 | 28.9 | 41 | 5.2
2010-08-14 15:00 | 16:00 | 28.9 | 41 | 6.7
2010-08-14 16:00 | 17:00 | 28.9 | 41 | 6.2
2010-08-14 17:00 | 18:00 | 26.1 | 54 | 5.7
2010-08-14 18:00 | 19:00 | 24.4 | 56 | 5.2
2010-08-14 19:00 | 20:00 | 24.4 | 56 | 4.6
2010-08-14 20:00 | 21:00 | 23.3 | 60 | 4.6
2010-08-14 21:00 | 22:00 | 22.8 | 59 | 4.6
2010-08-14 22:00 | 23:00 | 22.8 | 59 | 4.1
2010-08-14 23:00 | 24:00 | 22.2 | 55 | 5.2
2010-08-15 | 1:00 | 21.7 | 59 | 4.6
2010-08-15 01:00 | 2:00 | 21.7 | 59 | 4.6
2010-08-15 02:00 | 3:00 | 20.6 | 65 | 3.6
2010-08-15 03:00 | 4:00 | 20.6 | 68 | 3.6
2010-08-15 04:00 | 5:00 | 20.6 | 68 | 3.6
2010-08-15 05:00 | 6:00 | 20.6 | 73 | 3.6
2010-08-15 06:00 | 7:00 | 22.2 | 68 | 2.6
2010-08-15 07:00 | 8:00 | 22.2 | 68 | 5.2
2010-08-15 08:00 | 9:00 | 26.7 | 56 | 3.6
2010-08-15 09:00 | 10:00 | 28.3 | 53 | 4.6
2010-08-15 10:00 | 11:00 | 28.3 | 53 | 6.2
2010-08-15 11:00 | 12:00 | 28.9 | 59 | 6.2
2010-08-15 12:00 | 13:00 | 27.8 | 60 | 7.2
2010-08-15 13:00 | 14:00 | 27.8 | 60 | 7.7
2010-08-15 14:00 | 15:00 | 32.2 | 41 | 6.7
2010-08-15 15:00 | 16:00 | 26 | 65 | 5.7
2010-08-15 16:00 | 17:00 | 25 | 71 | 6.2
2010-08-15 17:00 | 18:00 | 26.7 | 56 | 5.7
2010-08-15 18:00 | 19:00 | 23.9 | 76 | 6.2
2010-08-15 19:00 | 20:00 | 23.9 | 76 | 6.2
2010-08-15 20:00 | 21:00 | 22.8 | 76 | 6.2
2010-08-15 21:00 | 22:00 | 22.8 | 81 | 5.7
2010-08-15 22:00 | 23:00 | 22.8 | 81 | 5.2
2010-08-15 23:00 | 24:00 | 21.7 | 84 | 4.6
2010-08-16 | 1:00 | 21.7 | 81 | 5.2
2010-08-16 01:00 | 2:00 | 21.7 | 81 | 5.2
2010-08-16 02:00 | 3:00 | 21.1 | 84 | 5.7
2010-08-16 03:00 | 4:00 | 20 | 93 | 5.7
2010-08-16 04:00 | 5:00 | 20 | 93 | 5.7
2010-08-16 05:00 | 6:00 | 20.6 | 87 | 3.1
2010-08-16 06:00 | 7:00 | 22.2 | 79 | 2.6
2010-08-16 07:00 | 8:00 | 22.2 | 79 | 5.2
2010-08-16 08:00 | 9:00 | 25.6 | 67 | 6.2
2010-08-16 09:00 | 10:00 | 27.2 | 61 | 5.7
2010-08-16 10:00 | 11:00 | 27.2 | 61 | 5.7
2010-08-16 11:00 | 12:00 | 29.4 | 50 | 6.2
2010-08-16 12:00 | 13:00 | 31.1 | 47 | 6.7
2010-08-16 13:00 | 14:00 | 31.1 | 47 | 7.2
2010-08-16 14:00 | 15:00 | 25 | 69 | 6.7
2010-08-16 15:00 | 16:00 | 25.6 | 69 | 6.7
2010-08-16 16:00 | 17:00 | 25.6 | 69 | 9.3
2010-08-16 17:00 | 18:00 | 24.4 | 71 | 4.1
2010-08-16 18:00 | 19:00 | 24.4 | 74 | 4.6
2010-08-16 19:00 | 20:00 | 24.4 | 74 | 6.7
2010-08-16 20:00 | 21:00 | 24.4 | 76 | 6.2
2010-08-16 21:00 | 22:00 | 24.4 | 74 | 5.7
2010-08-16 22:00 | 23:00 | 24.4 | 74 | 5.2
2010-08-16 23:00 | 24:00 | 25 | 71 | 5.2
2010-08-17 | 1:00 | 25 | 74 | 5.7
2010-08-17 01:00 | 2:00 | 25 | 74 | 4.6
2010-08-17 02:00 | 3:00 | 22.8 | 81 | 5.2
2010-08-17 03:00 | 4:00 | 22.2 | 84 | 4.1
2010-08-17 04:00 | 5:00 | 22.2 | 84 | 5.2
2010-08-17 05:00 | 6:00 | 24.4 | 74 | 5.2
2010-08-17 06:00 | 7:00 | 25.6 | 69 | 5.2
2010-08-17 07:00 | 8:00 | 25.6 | 69 | 4.1
2010-08-17 08:00 | 9:00 | 28.9 | 57 | 4.1
2010-08-17 09:00 | 10:00 | 28.3 | 63 | 4.6
2010-08-17 10:00 | 11:00 | 28.3 | 63 | 5.7
2010-08-17 11:00 | 12:00 | 30.6 | 48 | 6.2
2010-08-17 12:00 | 13:00 | 29.4 | 55 | 5.7
2010-08-17 13:00 | 14:00 | 29.4 | 55 | 5.7
2010-08-17 14:00 | 15:00 | 27.8 | 63 | 6.2
2010-08-17 15:00 | 16:00 | 27.8 | 63 | 5.2
2010-08-17 16:00 | 17:00 | 27.8 | 63 | 6.2
2010-08-17 17:00 | 18:00 | 31.7 | 44 | 4.1
2010-08-17 18:00 | 19:00 | 30.6 | 48 | 4.1
2010-08-17 19:00 | 20:00 | 30.6 | 48 | 4.1
2010-08-17 20:00 | 21:00 | 27.8 | 67 | 4.1
2010-08-17 21:00 | 22:00 | 27.2 | 69 | 3.1
2010-08-17 22:00 | 23:00 | 27.2 | 69 | 3.1
2010-08-17 23:00 | 24:00 | 25 | 77 | 3.6
2010-08-18 | 1:00 | 25 | 77 | 5.2
2010-08-18 01:00 | 2:00 | 25 | 77 | 5.7
2010-08-18 02:00 | 3:00 | 22.8 | 87 | 4.6
2010-08-18 03:00 | 4:00 | 22.8 | 87 | 5.2
2010-08-18 04:00 | 5:00 | 22.8 | 87 | 5.2
2010-08-18 05:00 | 6:00 | 22.8 | 87 | 4.1
2010-08-18 06:00 | 7:00 | 23.9 | 82 | 5.2
2010-08-18 07:00 | 8:00 | 23.9 | 82 | 6.7
2010-08-18 08:00 | 9:00 | 27.2 | 72 | 6.2
2010-08-18 09:00 | 10:00 | 28.3 | 67 | 7.2
2010-08-18 10:00 | 11:00 | 28.3 | 67 | 6.7
2010-08-18 11:00 | 12:00 | 28.3 | 67 | 7.2
2010-08-18 12:00 | 13:00 | 25 | 77 | 7.2
2010-08-18 13:00 | 14:00 | 25 | 77 | 6.2
2010-08-18 14:00 | 15:00 | 26 | 74 | 4.1
2010-08-18 15:00 | 16:00 | 24.4 | 79 | 4.6
2010-08-18 16:00 | 17:00 | 24.4 | 79 | 4.1
2010-08-18 17:00 | 18:00 | 26.1 | 72 | 4.1
2010-08-18 18:00 | 19:00 | 25.6 | 76 | 3.6
2010-08-18 19:00 | 20:00 | 25.6 | 76 | 3.6
2010-08-18 20:00 | 21:00 | 25 | 66 | 3.1
2010-08-18 21:00 | 22:00 | 23.9 | 74 | 2.6
2010-08-18 22:00 | 23:00 | 23.9 | 74 | 3.1
2010-08-18 23:00 | 24:00 | 22.8 | 87 | 3.1
2010-08-19 | 1:00 | 22.2 | 91 | 2.6
2010-08-19 01:00 | 2:00 | 22.2 | 91 | 2.6
2010-08-19 02:00 | 3:00 | 22.2 | 91 | 3.1
2010-08-19 03:00 | 4:00 | 22 | 94 | 3.1
2010-08-19 04:00 | 5:00 | 22.2 | 91 | 4.1
2010-08-19 05:00 | 6:00 | 22 | 94 | 3.1
2010-08-19 06:00 | 7:00 | 22 | 94 | 5.7
2010-08-19 07:00 | 8:00 | 23.9 | 82 | 4.6
2010-08-19 08:00 | 9:00 | 26.1 | 72 | 6.2
2010-08-19 09:00 | 10:00 | 27.2 | 67 | 6.2
2010-08-19 10:00 | 11:00 | 27.2 | 67 | 6.7
2010-08-19 11:00 | 12:00 | 29.4 | 57 | 6.7
2010-08-19 12:00 | 13:00 | 30 | 53 | 6.7
2010-08-19 13:00 | 14:00 | 30 | 53 | 6.2
2010-08-19 14:00 | 15:00 | 30.6 | 48 | 5.7
2010-08-19 15:00 | 16:00 | 30 | 51 | 6.2
2010-08-19 16:00 | 17:00 | 30 | 51 | 6.2
2010-08-19 17:00 | 18:00 | 26.7 | 64 | 4.6
2010-08-19 18:00 | 19:00 | 25.6 | 67 | 4.1
2010-08-19 19:00 | 20:00 | 25.6 | 67 | 4.1
2010-08-19 20:00 | 21:00 | 23.3 | 82 | 4.6
2010-08-19 21:00 | 22:00 | 22.8 | 84 | 4.1
2010-08-19 22:00 | 23:00 | 22.8 | 84 | 4.1
2010-08-19 23:00 | 24:00 | 22.2 | 93 | 4.1
2010-08-20 | 1:00 | 22 | 94 | 4.1
2010-08-20 01:00 | 2:00 | 22.2 | 93 | 4.1
2010-08-20 02:00 | 3:00 | 21 | 100 | 2.6
2010-08-20 03:00 | 4:00 | 20 | 94 | 3.1
2010-08-20 04:00 | 5:00 | 20.6 | 96 | 3.6
2010-08-20 05:00 | 6:00 | 21.1 | 97 | 3.1
2010-08-20 06:00 | 7:00 | 22 | 94 | 3.1
2010-08-20 07:00 | 8:00 | 22.8 | 90 | 5.2
2010-08-20 08:00 | 9:00 | 23.9 | 82 | 5.7
2010-08-20 09:00 | 10:00 | 25 | 77 | 6.2
2010-08-20 10:00 | 11:00 | 25 | 77 | 6.2
2010-08-20 11:00 | 12:00 | 24.4 | 79 | 8.2
2010-08-20 12:00 | 13:00 | 24.4 | 76 | 9.3
2010-08-20 13:00 | 14:00 | 24.4 | 76 | 9.8
2010-08-20 14:00 | 15:00 | 24 | 78 | 9.8
2010-08-20 15:00 | 16:00 | 23.3 | 85 | 9.8
2010-08-20 16:00 | 17:00 | 23.3 | 85 | 8.8
2010-08-20 17:00 | 18:00 | 21.7 | 93 | 7.7
2010-08-20 18:00 | 19:00 | 20.6 | 96 | 6.2
2010-08-20 19:00 | 20:00 | 20.6 | 96 | 5.7
2010-08-20 20:00 | 21:00 | 21 | 100 | 6.2
2010-08-20 21:00 | 22:00 | 21 | 100 | 5.2
2010-08-20 22:00 | 23:00 | 21.1 | 97 | 7.7
2010-08-20 23:00 | 24:00 | 21 | 100 | 7.2
2010-08-21 | 1:00 | 20 | 100 | 5.7
2010-08-21 01:00 | 2:00 | 20 | 100 | 5.2
2010-08-21 02:00 | 3:00 | 20 | 100 | 5.7
2010-08-21 03:00 | 4:00 | 20 | 100 | 5.2
2010-08-21 04:00 | 5:00 | 20 | 100 | 6.2
2010-08-21 05:00 | 6:00 | 20.6 | 100 | 6.2
2010-08-21 06:00 | 7:00 | 21 | 100 | 6.2
2010-08-21 07:00 | 8:00 | 20.6 | 100 | 6.7
2010-08-21 08:00 | 9:00 | 21 | 100 | 6.2
2010-08-21 09:00 | 10:00 | 22 | 100 | 7.2
2010-08-21 10:00 | 11:00 | 23.3 | 97 | 8.2
2010-08-21 11:00 | 12:00 | 24 | 94 | 7.7
2010-08-21 12:00 | 13:00 | 24.4 | 85 | 7.7
2010-08-21 13:00 | 14:00 | 24.4 | 85 | 7.2
2010-08-21 14:00 | 15:00 | 24.4 | 88 | 7.2
2010-08-21 15:00 | 16:00 | 24.4 | 85 | 4.1
2010-08-21 16:00 | 17:00 | 24.4 | 85 | 6.7
2010-08-21 17:00 | 18:00 | 26.1 | 77 | 6.7
2010-08-21 18:00 | 19:00 | 25.6 | 76 | 6.7
2010-08-21 19:00 | 20:00 | 25.6 | 76 | 6.7
2010-08-21 20:00 | 21:00 | 23 | 89 | 6.2
2010-08-21 21:00 | 22:00 | 23.3 | 87 | 6.7
2010-08-21 22:00 | 23:00 | 23.3 | 87 | 4.6
2010-08-21 23:00 | 24:00 | 21.7 | 96 | 5.7
2010-08-22 | 1:00 | 21.7 | 96 | 6.2
2010-08-22 01:00 | 2:00 | 21.7 | 96 | 5.7
2010-08-22 02:00 | 3:00 | 21 | 100 | 4.6
2010-08-22 03:00 | 4:00 | 20 | 94 | 4.6
2010-08-22 04:00 | 5:00 | 20 | 93 | 6.2
2010-08-22 05:00 | 6:00 | 20.6 | 90 | 6.2
2010-08-22 06:00 | 7:00 | 21 | 88 | 6.2
2010-08-22 07:00 | 8:00 | 21.7 | 87 | 6.7
2010-08-22 08:00 | 9:00 | 21 | 88 | 8.2
2010-08-22 09:00 | 10:00 | 21 | 83 | 8.2
2010-08-22 10:00 | 11:00 | 22.8 | 79 | 8.2
2010-08-22 11:00 | 12:00 | 22.2 | 82 | 7.2
2010-08-22 12:00 | 13:00 | 21.7 | 81 | 6.7
2010-08-22 13:00 | 14:00 | 21.7 | 81 | 6.7
2010-08-22 14:00 | 15:00 | 22 | 78 | 6.2
2010-08-22 15:00 | 16:00 | 22 | 78 | 6.2
2010-08-22 16:00 | 17:00 | 21.7 | 81 | 4.6
2010-08-22 17:00 | 18:00 | 20 | 90 | 4.1
2010-08-22 18:00 | 19:00 | 20 | 90 | 4.1
2010-08-22 19:00 | 20:00 | 20 | 90 | 4.1
2010-08-22 20:00 | 21:00 | 19 | 100 | 3.1
2010-08-22 21:00 | 22:00 | 19 | 100 | 2.6
2010-08-22 22:00 | 23:00 | 19.4 | 97 | 3.1
2010-08-22 23:00 | 24:00 | 20 | 94 | 2.6
2010-08-23 | 1:00 | 20 | 100 | 3.1
2010-08-23 01:00 | 2:00 | 20 | 100 | 2.1
2010-08-23 02:00 | 3:00 | 20 | 96 | 3.1
2010-08-23 03:00 | 4:00 | 20 | 96 | 2.6
2010-08-23 04:00 | 5:00 | 20 | 96 | 3.1
2010-08-23 05:00 | 6:00 | 19.4 | 100 | 2.6
2010-08-23 06:00 | 7:00 | 19 | 100 | 3.1
2010-08-23 07:00 | 8:00 | 20 | 96 | 3.6
2010-08-23 08:00 | 9:00 | 21 | 94 | 5.7
2010-08-23 09:00 | 10:00 | 21 | 94 | 5.2
2010-08-23 10:00 | 11:00 | 21.1 | 97 | 6.2
2010-08-23 11:00 | 12:00 | 21 | 100 | 7.7
2010-08-23 12:00 | 13:00 | 21 | 100 | 6.2
2010-08-23 13:00 | 14:00 | 21.1 | 93 | 9.3
2010-08-23 14:00 | 15:00 | 21 | 100 | 8.8
2010-08-23 15:00 | 16:00 | 21 | 100 | 8.2
2010-08-23 16:00 | 17:00 | 21.1 | 97 | 8.2
2010-08-23 17:00 | 18:00 | 21 | 100 | 6.7
2010-08-23 18:00 | 19:00 | 21 | 100 | 8.8
2010-08-23 19:00 | 20:00 | 20.6 | 100 | 9.3
2010-08-23 20:00 | 21:00 | 20 | 100 | 6.7
2010-08-23 21:00 | 22:00 | 20 | 94 | 7.7
2010-08-23 22:00 | 23:00 | 20 | 100 | 7.7
2010-08-23 23:00 | 24:00 | 21 | 94 | 6.2
2010-08-24 | 1:00 | 21 | 94 | 6.7
2010-08-24 01:00 | 2:00 | 20.6 | 96 | 5.2
2010-08-24 02:00 | 3:00 | 20.6 | 96 | 5.2
2010-08-24 03:00 | 4:00 | 20 | 100 | 5.7
2010-08-24 04:00 | 5:00 | 20 | 100 | 5.2
2010-08-24 05:00 | 6:00 | 20 | 96 | 7.2
2010-08-24 06:00 | 7:00 | 20 | 100 | 7.2
2010-08-24 07:00 | 8:00 | 20 | 100 | 5.7
2010-08-24 08:00 | 9:00 | 22 | 94 | 6.2
2010-08-24 09:00 | 10:00 | 22 | 88 | 6.2
2010-08-24 10:00 | 11:00 | 22.2 | 87 | 8.2
2010-08-24 11:00 | 12:00 | 23 | 83 | 7.2
2010-08-24 12:00 | 13:00 | 23.3 | 82 | 7.2
2010-08-24 13:00 | 14:00 | 23.3 | 82 | 7.7
2010-08-24 14:00 | 15:00 | 21.7 | 90 | 7.2
2010-08-24 15:00 | 16:00 | 23.3 | 82 | 8.2
2010-08-24 16:00 | 17:00 | 23.3 | 82 | 8.2
2010-08-24 17:00 | 18:00 | 22.8 | 84 | 7.2
2010-08-24 18:00 | 19:00 | 21.1 | 97 | 7.2
2010-08-24 19:00 | 20:00 | 21.1 | 97 | 6.7
2010-08-24 20:00 | 21:00 | 21.7 | 93 | 6.7
2010-08-24 21:00 | 22:00 | 21.1 | 93 | 6.7
2010-08-24 22:00 | 23:00 | 21.1 | 93 | 6.2
2010-08-24 23:00 | 24:00 | 21 | 94 | 5.7
2010-08-25 | 1:00 | 21.1 | 93 | 5.7
2010-08-25 01:00 | 2:00 | 21.1 | 93 | 4.1
2010-08-25 02:00 | 3:00 | 20 | 94 | 5.7
2010-08-25 03:00 | 4:00 | 20 | 94 | 5.7
2010-08-25 04:00 | 5:00 | 20 | 96 | 6.2
2010-08-25 05:00 | 6:00 | 20 | 100 | 6.2
2010-08-25 06:00 | 7:00 | 20 | 100 | 5.2
2010-08-25 07:00 | 8:00 | 20 | 100 | 6.2
2010-08-25 08:00 | 9:00 | 22 | 94 | 7.2
2010-08-25 09:00 | 10:00 | 23 | 89 | 6.2
2010-08-25 10:00 | 11:00 | 22.8 | 90 | 7.7
2010-08-25 11:00 | 12:00 | 22 | 94 | 6.7
2010-08-25 12:00 | 13:00 | 22 | 94 | 6.2
2010-08-25 13:00 | 14:00 | 24.4 | 85 | 6.2
2010-08-25 14:00 | 15:00 | 23.3 | 91 | 7.2
2010-08-25 15:00 | 16:00 | 25 | 82 | 6.7
2010-08-25 16:00 | 17:00 | 25 | 82 | 7.2
2010-08-25 17:00 | 18:00 | 26.7 | 62 | 6.2
2010-08-25 18:00 | 19:00 | 25.6 | 64 | 6.2
2010-08-25 19:00 | 20:00 | 24.4 | 74 | 6.7
2010-08-25 20:00 | 21:00 | 23.9 | 79 | 5.7
2010-08-25 21:00 | 22:00 | 22.8 | 87 | 5.7
2010-08-25 22:00 | 23:00 | 22.8 | 87 | 4.6
2010-08-25 23:00 | 24:00 | 21.7 | 93 | 4.6
2010-08-26 | 1:00 | 21.7 | 96 | 5.2
2010-08-26 01:00 | 2:00 | 21.7 | 96 | 5.2
2010-08-26 02:00 | 3:00 | 21.1 | 97 | 5.2
2010-08-26 03:00 | 4:00 | 21.1 | 93 | 5.7
2010-08-26 04:00 | 5:00 | 21.1 | 93 | 4.6
2010-08-26 05:00 | 6:00 | 21 | 100 | 5.2
2010-08-26 06:00 | 7:00 | 22 | 94 | 5.7
2010-08-26 07:00 | 8:00 | 22.2 | 93 | 5.7
2010-08-26 08:00 | 9:00 | 25 | 78 | 6.2
2010-08-26 09:00 | 10:00 | 26 | 70 | 4.6
2010-08-26 10:00 | 11:00 | 26.1 | 69 | 7.2
2010-08-26 11:00 | 12:00 | 27.8 | 53 | 6.2
2010-08-26 12:00 | 13:00 | 28.3 | 46 | 7.7
2010-08-26 13:00 | 14:00 | 28.3 | 46 | 7.7
2010-08-26 14:00 | 15:00 | 28.3 | 43 | 6.2
2010-08-26 15:00 | 16:00 | 27.2 | 45 | 6.7
2010-08-26 16:00 | 17:00 | 27.2 | 45 | 6.7
2010-08-26 17:00 | 18:00 | 26.7 | 44 | 7.2
2010-08-26 18:00 | 19:00 | 25 | 50 | 6.7
2010-08-26 19:00 | 20:00 | 25 | 50 | 6.2
2010-08-26 20:00 | 21:00 | 23.3 | 55 | 7.2
2010-08-26 21:00 | 22:00 | 22.8 | 57 | 6.2
2010-08-26 22:00 | 23:00 | 22.8 | 57 | 6.2
2010-08-26 23:00 | 24:00 | 21.7 | 59 | 5.7
2010-08-27 | 1:00 | 20.6 | 63 | 4.6
2010-08-27 01:00 | 2:00 | 20.6 | 63 | 5.2
2010-08-27 02:00 | 3:00 | 19.4 | 68 | 5.7
2010-08-27 03:00 | 4:00 | 18.9 | 68 | 5.7
2010-08-27 04:00 | 5:00 | 18.9 | 68 | 4.1
2010-08-27 05:00 | 6:00 | 19.4 | 63 | 4.1
2010-08-27 06:00 | 7:00 | 20.6 | 59 | 5.2
2010-08-27 07:00 | 8:00 | 20.6 | 59 | 4.1
2010-08-27 08:00 | 9:00 | 23.3 | 50 | 3.6
2010-08-27 09:00 | 10:00 | 25 | 45 | 4.1
2010-08-27 10:00 | 11:00 | 25 | 45 | 4.1
2010-08-27 11:00 | 12:00 | 26.7 | 39 | 6.2
2010-08-27 12:00 | 13:00 | 27.8 | 40 | 5.2
2010-08-27 13:00 | 14:00 | 27.8 | 40 | 5.7
2010-08-27 14:00 | 15:00 | 26.1 | 44 | 6.7
2010-08-27 15:00 | 16:00 | 25.6 | 45 | 6.2
2010-08-27 16:00 | 17:00 | 25.6 | 45 | 5.7
2010-08-27 17:00 | 18:00 | 25 | 42 | 6.7
2010-08-27 18:00 | 19:00 | 23.9 | 45 | 5.2
2010-08-27 19:00 | 20:00 | 23.9 | 45 | 5.2
2010-08-27 20:00 | 21:00 | 22.2 | 53 | 5.7
2010-08-27 21:00 | 22:00 | 21.7 | 55 | 4.6
2010-08-27 22:00 | 23:00 | 21.7 | 55 | 4.6
2010-08-27 23:00 | 24:00 | 20 | 61 | 5.2
2010-08-28 | 1:00 | 18.9 | 65 | 5.7
2010-08-28 01:00 | 2:00 | 18.9 | 65 | 4.1
2010-08-28 02:00 | 3:00 | 18.3 | 68 | 4.1
2010-08-28 03:00 | 4:00 | 18.3 | 65 | 5.2
2010-08-28 04:00 | 5:00 | 18.3 | 65 | 3.6
2010-08-28 05:00 | 6:00 | 18.3 | 68 | 3.1
2010-08-28 06:00 | 7:00 | 18.9 | 65 | 3.1
2010-08-28 07:00 | 8:00 | 18.9 | 65 | 5.2
2010-08-28 08:00 | 9:00 | 22.2 | 55 | 3.6
2010-08-28 09:00 | 10:00 | 21.7 | 59 | 5.2
2010-08-28 10:00 | 11:00 | 21.7 | 59 | 3.6
2010-08-28 11:00 | 12:00 | 23.3 | 53 | 4.6
2010-08-28 12:00 | 13:00 | 23.3 | 52 | 6.2
2010-08-28 13:00 | 14:00 | 23.3 | 52 | 5.7
2010-08-28 14:00 | 15:00 | 23.3 | 55 | 5.7
2010-08-28 15:00 | 16:00 | 22.2 | 64 | 6.2
2010-08-28 16:00 | 17:00 | 22.2 | 64 | 6.2
2010-08-28 17:00 | 18:00 | 21.7 | 73 | 7.2
2010-08-28 18:00 | 19:00 | 21.1 | 73 | 5.7
2010-08-28 19:00 | 20:00 | 21.1 | 73 | 5.2
2010-08-28 20:00 | 21:00 | 20.6 | 73 | 4.6
2010-08-28 21:00 | 22:00 | 21.7 | 66 | 4.6
2010-08-28 22:00 | 23:00 | 21.7 | 66 | 4.1
2010-08-28 23:00 | 24:00 | 20 | 68 | 3.1
2010-08-29 | 1:00 | 18.9 | 75 | 2.6
2010-08-29 01:00 | 2:00 | 18.9 | 75 | 2.6
2010-08-29 02:00 | 3:00 | 17.8 | 78 | 2.1
2010-08-29 03:00 | 4:00 | 18.3 | 76 | 1.5
2010-08-29 04:00 | 5:00 | 18.3 | 76 | 4.1
2010-08-29 05:00 | 6:00 | 18.9 | 68 | 4.1
2010-08-29 06:00 | 7:00 | 21.1 | 61 | 3.1
2010-08-29 07:00 | 8:00 | 21.1 | 61 | 2.1
2010-08-29 08:00 | 9:00 | 24.4 | 45 | 2.6
2010-08-29 09:00 | 10:00 | 25.6 | 42 | 3.1
2010-08-29 10:00 | 11:00 | 25.6 | 42 | 4.1
2010-08-29 11:00 | 12:00 | 26.1 | 42 | 4.1
2010-08-29 12:00 | 13:00 | 26.7 | 41 | 4.6
2010-08-29 13:00 | 14:00 | 26.7 | 41 | 3.6
2010-08-29 14:00 | 15:00 | 27.2 | 39 | 4.1
2010-08-29 15:00 | 16:00 | 26.7 | 39 | 5.7
2010-08-29 16:00 | 17:00 | 26.7 | 39 | 5.2
2010-08-29 17:00 | 18:00 | 25.6 | 43 | 4.1
2010-08-29 18:00 | 19:00 | 25 | 45 | 3.6
2010-08-29 19:00 | 20:00 | 25 | 45 | 3.6
2010-08-29 20:00 | 21:00 | 23.9 | 51 | 3.1
2010-08-29 21:00 | 22:00 | 21.1 | 66 | 3.6
2010-08-29 22:00 | 23:00 | 21.1 | 66 | 3.1
2010-08-29 23:00 | 24:00 | 21.7 | 66 | 4.6
2010-08-30 | 1:00 | 21.7 | 68 | 4.6
2010-08-30 01:00 | 2:00 | 21.7 | 68 | 4.6
2010-08-30 02:00 | 3:00 | 21.1 | 71 | 4.1
2010-08-30 03:00 | 4:00 | 21.1 | 73 | 6.2
2010-08-30 04:00 | 5:00 | 21.1 | 73 | 5.2
2010-08-30 05:00 | 6:00 | 20.6 | 81 | 4.6
2010-08-30 06:00 | 7:00 | 21.7 | 76 | 4.6
2010-08-30 07:00 | 8:00 | 21.7 | 76 | 3.1
2010-08-30 08:00 | 9:00 | 25 | 62 | 2.6
2010-08-30 09:00 | 10:00 | 27.8 | 51 | 4.1
2010-08-30 10:00 | 11:00 | 27.8 | 51 | 6.7
2010-08-30 11:00 | 12:00 | 30 | 42 | 8.2
2010-08-30 12:00 | 13:00 | 30.6 | 42 | 9.3
2010-08-30 13:00 | 14:00 | 30.6 | 42 | 8.8
2010-08-30 14:00 | 15:00 | 30 | 40 | 7.7
2010-08-30 15:00 | 16:00 | 30 | 39 | 8.8
2010-08-30 16:00 | 17:00 | 30 | 39 | 8.8
2010-08-30 17:00 | 18:00 | 28.3 | 44 | 9.8
2010-08-30 18:00 | 19:00 | 27.8 | 49 | 7.7
2010-08-30 19:00 | 20:00 | 27.8 | 49 | 8.2
2010-08-30 20:00 | 21:00 | 23.9 | 71 | 7.2
2010-08-30 21:00 | 22:00 | 25.6 | 60 | 7.7
2010-08-30 22:00 | 23:00 | 25.6 | 60 | 7.2
2010-08-30 23:00 | 24:00 | 24.4 | 69 | 6.7
2010-08-31 | 1:00 | 23.3 | 74 | 6.2
2010-08-31 01:00 | 2:00 | 22.8 | 76 | 4.1
2010-08-31 02:00 | 3:00 | 22.8 | 76 | 6.2
2010-08-31 03:00 | 4:00 | 21.7 | 81 | 4.1
2010-08-31 04:00 | 5:00 | 21.7 | 81 | 4.1
2010-08-31 05:00 | 6:00 | 23.3 | 74 | 4.6
2010-08-31 06:00 | 7:00 | 24.4 | 71 | 5.2
2010-08-31 07:00 | 8:00 | 24.4 | 71 | 8.2
2010-08-31 08:00 | 9:00 | 27.2 | 56 | 9.3
2010-08-31 09:00 | 10:00 | 28.9 | 51 | 8.8
2010-08-31 10:00 | 11:00 | 28.9 | 51 | 10.3
2010-08-31 11:00 | 12:00 | 31.1 | 45 | 9.3
2010-08-31 12:00 | 13:00 | 31.1 | 40 | 8.2
2010-08-31 13:00 | 14:00 | 31.1 | 40 | 9.3
2010-08-31 14:00 | 15:00 | 31.1 | 43 | 9.8
2010-08-31 15:00 | 16:00 | 31.1 | 42 | 9.3
2010-08-31 16:00 | 17:00 | 31.1 | 42 | 8.8
2010-08-31 17:00 | 18:00 | 30.6 | 40 | 8.2
2010-08-31 18:00 | 19:00 | 27.8 | 50 | 5.2
2010-08-31 19:00 | 20:00 | 27.1 | 53 | 3.1
2010-08-31 20:00 | 21:00 | 26.1 | 58 | 2.6
2010-08-31 21:00 | 22:00 | 23 | 57 | 2.8
2010-08-31 22:00 | 23:00 | 20.3 | 56 | 3
2010-08-31 23:00 | 24:00 | 17.1 | 55 | 3.2
2017-09-01 | 1:00 | 14 | 54 | 3.5
2017-09-01 01:00 | 2:00 | 13.5 | 55 | 3.7
2017-09-01 02:00 | 3:00 | 12.7 | 57 | 3.9
2017-09-01 03:00 | 4:00 | 12.6 | 56 | 4.1
2017-09-01 04:00 | 5:00 | 12.8 | 55 | 5.2
2017-09-01 05:00 | 6:00 | 13.3 | 52 | 5.2
2017-09-01 06:00 | 7:00 | 13.3 | 53 | 5.2
2017-09-01 07:00 | 8:00 | 13.3 | 53 | 7.2
2017-09-01 08:00 | 9:00 | 15 | 45 | 6.7
2017-09-01 09:00 | 10:00 | 16.7 | 39 | 7.7
2017-09-01 10:00 | 11:00 | 16.7 | 39 | 10.3
2017-09-01 11:00 | 12:00 | 18.3 | 36 | 9.3
2017-09-01 12:00 | 13:00 | 20 | 32 | 10.3
2017-09-01 13:00 | 14:00 | 20 | 32 | 10.3
2017-09-01 14:00 | 15:00 | 20.6 | 26 | 9.3
2017-09-01 15:00 | 16:00 | 19.4 | 29 | 9.3
2017-09-01 16:00 | 17:00 | 19.4 | 29 | 9.3
2017-09-01 17:00 | 18:00 | 18.3 | 33 | 8.2
2017-09-01 18:00 | 19:00 | 17.2 | 35 | 7.7
2017-09-01 19:00 | 20:00 | 17.2 | 35 | 7.7
2017-09-01 20:00 | 21:00 | 15 | 45 | 7.7
2017-09-01 21:00 | 22:00 | 15 | 44 | 7.2
2017-09-01 22:00 | 23:00 | 15 | 44 | 7.2
2017-09-01 23:00 | 24:00 | 13.9 | 47 | 6.7
2017-09-02 | 1:00 | 13.3 | 51 | 4.6
2017-09-02 01:00 | 2:00 | 13.3 | 51 | 5.7
2017-09-02 02:00 | 3:00 | 11.7 | 61 | 3.6
2017-09-02 03:00 | 4:00 | 11.7 | 61 | 4.1
2017-09-02 04:00 | 5:00 | 11.7 | 61 | 2.6
2017-09-02 05:00 | 6:00 | 11.7 | 59 | 5.2
2017-09-02 06:00 | 7:00 | 12.8 | 57 | 5.2
2017-09-02 07:00 | 8:00 | 12.8 | 57 | 5.7
2017-09-02 08:00 | 9:00 | 17.2 | 41 | 3.6
2017-09-02 09:00 | 10:00 | 18.9 | 33 | 5.2
2017-09-02 10:00 | 11:00 | 18.9 | 33 | 5.7
2017-09-02 11:00 | 12:00 | 19.4 | 40 | 5.7
2017-09-02 12:00 | 13:00 | 19.4 | 42 | 5.7
2017-09-02 13:00 | 14:00 | 19.4 | 42 | 7.2
2017-09-02 14:00 | 15:00 | 18.9 | 42 | 4.6
2017-09-02 15:00 | 16:00 | 18.9 | 45 | 3.6
2017-09-02 16:00 | 17:00 | 18.9 | 45 | 5.2
2017-09-02 17:00 | 18:00 | 17.2 | 60 | 4.1
2017-09-02 18:00 | 19:00 | 16.7 | 60 | 5.7
2017-09-02 19:00 | 20:00 | 16.7 | 60 | 3.1
2017-09-02 20:00 | 21:00 | 16.1 | 67 | 3.1
2017-09-02 21:00 | 22:00 | 15.6 | 69 | 4.1
2017-09-02 22:00 | 23:00 | 15.6 | 69 | 3.1
2017-09-02 23:00 | 24:00 | 15.6 | 67 | 3.1
2017-09-03 | 1:00 | 15.6 | 67 | 2.6
2017-09-03 01:00 | 2:00 | 15.6 | 67 | 2.6
2017-09-03 02:00 | 3:00 | 14.4 | 78 | 2.6
2017-09-03 03:00 | 4:00 | 14.4 | 90 | 3.1
2017-09-03 04:00 | 5:00 | 14.4 | 90 | 3.1
2017-09-03 05:00 | 6:00 | 14.4 | 81 | 2.6
2017-09-03 06:00 | 7:00 | 14.4 | 84 | 2.1
2017-09-03 07:00 | 8:00 | 14.4 | 84 | 3.1
2017-09-03 08:00 | 9:00 | 14.4 | 87 | 2.1
2017-09-03 09:00 | 10:00 | 14.4 | 97 | 1
2017-09-03 10:00 | 11:00 | 14.4 | 93 | 4.1
2017-09-03 11:00 | 12:00 | 14.4 | 97 | 3.1
2017-09-03 12:00 | 13:00 | 14.4 | 97 | 4.6
2017-09-03 13:00 | 14:00 | 15 | 96 | 4.6
2017-09-03 14:00 | 15:00 | 16.1 | 97 | 4.6
2017-09-03 15:00 | 16:00 | 17.2 | 100 | 1.5
2017-09-03 16:00 | 17:00 | 17.2 | 100 | 3.6
2017-09-03 17:00 | 18:00 | 17.2 | 100 | 5.2
2017-09-03 18:00 | 19:00 | 16.1 | 93 | 5.2
2017-09-03 19:00 | 20:00 | 16.1 | 90 | 4.1
2017-09-03 20:00 | 21:00 | 15 | 90 | 6.2
2017-09-03 21:00 | 22:00 | 14.4 | 93 | 5.2
2017-09-03 22:00 | 23:00 | 14.4 | 93 | 6.2
2017-09-03 23:00 | 24:00 | 14.4 | 93 | 6.2
2017-09-04 | 1:00 | 15 | 90 | 6.7
2017-09-04 01:00 | 2:00 | 15 | 90 | 5.2
2017-09-04 02:00 | 3:00 | 14.4 | 90 | 5.2
2017-09-04 03:00 | 4:00 | 15 | 87 | 3.6
2017-09-04 04:00 | 5:00 | 15 | 87 | 5.2
2017-09-04 05:00 | 6:00 | 15 | 87 | 6.2
2017-09-04 06:00 | 7:00 | 16.1 | 81 | 7.2
2017-09-04 07:00 | 8:00 | 16.1 | 81 | 8.2
2017-09-04 08:00 | 9:00 | 20 | 68 | 6.2
2017-09-04 09:00 | 10:00 | 21.7 | 59 | 5.2
2017-09-04 10:00 | 11:00 | 21.7 | 59 | 5.2
2017-09-04 11:00 | 12:00 | 25 | 45 | 6.2
2017-09-04 12:00 | 13:00 | 25.6 | 45 | 7.2
2017-09-04 13:00 | 14:00 | 25.6 | 45 | 7.2
2017-09-04 14:00 | 15:00 | 26.7 | 44 | 6.7
2017-09-04 15:00 | 16:00 | 26.7 | 44 | 7.2
2017-09-04 16:00 | 17:00 | 26.7 | 44 | 6.2
2017-09-04 17:00 | 18:00 | 22.8 | 64 | 4.6
2017-09-04 18:00 | 19:00 | 22.8 | 61 | 4.1
2017-09-04 19:00 | 20:00 | 22.8 | 61 | 4.6
2017-09-04 20:00 | 21:00 | 20.6 | 68 | 4.1
2017-09-04 21:00 | 22:00 | 19.4 | 73 | 5.2
2017-09-04 22:00 | 23:00 | 19.4 | 73 | 5.7
2017-09-04 23:00 | 24:00 | 18.9 | 81 | 5.2
2017-09-05 | 1:00 | 18.9 | 81 | 6.2
2017-09-05 01:00 | 2:00 | 18.9 | 81 | 4.1
2017-09-05 02:00 | 3:00 | 18.9 | 84 | 4.6
2017-09-05 03:00 | 4:00 | 18.9 | 84 | 4.1
2017-09-05 04:00 | 5:00 | 18.9 | 84 | 4.1
2017-09-05 05:00 | 6:00 | 19.4 | 90 | 4.1
2017-09-05 06:00 | 7:00 | 21.1 | 84 | 4.1
2017-09-05 07:00 | 8:00 | 21.1 | 84 | 4.1
2017-09-05 08:00 | 9:00 | 25 | 71 | 3.6
2017-09-05 09:00 | 10:00 | 27.2 | 65 | 4.1
2017-09-05 10:00 | 11:00 | 27.2 | 65 | 6.2
2017-09-05 11:00 | 12:00 | 30 | 53 | 3.6
2017-09-05 12:00 | 13:00 | 30.6 | 53 | 5.2
2017-09-05 13:00 | 14:00 | 30.6 | 53 | 5.2
2017-09-05 14:00 | 15:00 | 28.9 | 57 | 7.2
2017-09-05 15:00 | 16:00 | 27.8 | 58 | 3.6
2017-09-05 16:00 | 17:00 | 27.8 | 58 | 4.1
2017-09-05 17:00 | 18:00 | 23.9 | 74 | 5.7
2017-09-05 18:00 | 19:00 | 22.8 | 79 | 5.7
2017-09-05 19:00 | 20:00 | 22.8 | 79 | 6.7
2017-09-05 20:00 | 21:00 | 22.2 | 84 | 4.1
2017-09-05 21:00 | 22:00 | 22.2 | 84 | 4.6
2017-09-05 22:00 | 23:00 | 22.2 | 84 | 5.2
2017-09-05 23:00 | 24:00 | 21.1 | 90 | 3.6
2017-09-06 | 1:00 | 21.7 | 90 | 5.7
2017-09-06 01:00 | 2:00 | 22.2 | 87 | 6.2
2017-09-06 02:00 | 3:00 | 21.1 | 93 | 5.7
2017-09-06 03:00 | 4:00 | 20.6 | 96 | 5.2
2017-09-06 04:00 | 5:00 | 20.6 | 96 | 4.1
2017-09-06 05:00 | 6:00 | 19.4 | 97 | 5.7
2017-09-06 06:00 | 7:00 | 20.6 | 93 | 6.7
2017-09-06 07:00 | 8:00 | 21.1 | 93 | 9.3
2017-09-06 08:00 | 9:00 | 23.9 | 88 | 6.2
2017-09-06 09:00 | 10:00 | 25 | 82 | 7.2
2017-09-06 10:00 | 11:00 | 25.6 | 71 | 8.8
2017-09-06 11:00 | 12:00 | 23.9 | 90 | 8.8
2017-09-06 12:00 | 13:00 | 19.4 | 87 | 5.2
2017-09-06 13:00 | 14:00 | 20 | 76 | 6.2
2017-09-06 14:00 | 15:00 | 19.4 | 84 | 8.2
2017-09-06 15:00 | 16:00 | 20 | 87 | 5.2
2017-09-06 16:00 | 17:00 | 20 | 87 | 6.7
2017-09-06 17:00 | 18:00 | 18.3 | 97 | 21.6
2017-09-06 18:00 | 19:00 | 18.3 | 97 | 4.6
2017-09-06 19:00 | 20:00 | 17.8 | 100 | 3.6
2017-09-06 20:00 | 21:00 | 17.8 | 96 | 4.1
2017-09-06 21:00 | 22:00 | 16.7 | 96 | 3.6
2017-09-06 22:00 | 23:00 | 16.7 | 96 | 3.1
2017-09-06 23:00 | 24:00 | 16.7 | 96 | 4.1
2017-09-07 | 1:00 | 16.1 | 100 | 5.2
2017-09-07 01:00 | 2:00 | 16.7 | 96 | 7.2
2017-09-07 02:00 | 3:00 | 16.1 | 97 | 4.1
2017-09-07 03:00 | 4:00 | 16.1 | 97 | 7.2
2017-09-07 04:00 | 5:00 | 16.1 | 97 | 7.2
2017-09-07 05:00 | 6:00 | 16.7 | 90 | 6.7
2017-09-07 06:00 | 7:00 | 17 | 88 | 6.2
2017-09-07 07:00 | 8:00 | 16.7 | 90 | 8.2
2017-09-07 08:00 | 9:00 | 17.2 | 90 | 7.2
2017-09-07 09:00 | 10:00 | 18.9 | 84 | 7.2
2017-09-07 10:00 | 11:00 | 19.4 | 76 | 7.2
2017-09-07 11:00 | 12:00 | 22.2 | 59 | 7.2
2017-09-07 12:00 | 13:00 | 23.3 | 52 | 8.2
2017-09-07 13:00 | 14:00 | 23.3 | 52 | 10.3
2017-09-07 14:00 | 15:00 | 24.4 | 45 | 8.2
2017-09-07 15:00 | 16:00 | 22.8 | 48 | 6.7
2017-09-07 16:00 | 17:00 | 22.8 | 48 | 5.7
2017-09-07 17:00 | 18:00 | 22.2 | 53 | 4.6
2017-09-07 18:00 | 19:00 | 20.6 | 65 | 6.2
2017-09-07 19:00 | 20:00 | 20.6 | 65 | 4.6
2017-09-07 20:00 | 21:00 | 17.8 | 67 | 5.2
2017-09-07 21:00 | 22:00 | 17.8 | 65 | 3.6
2017-09-07 22:00 | 23:00 | 17.8 | 65 | 2.6
2017-09-07 23:00 | 24:00 | 15.6 | 80 | 4.6
2017-09-08 | 1:00 | 15.6 | 80 | 3.1
2017-09-08 01:00 | 2:00 | 15.6 | 80 | 3.1
2017-09-08 02:00 | 3:00 | 15.6 | 75 | 2.6
2017-09-08 03:00 | 4:00 | 15 | 77 | 4.1
2017-09-08 04:00 | 5:00 | 15 | 77 | 3.1
2017-09-08 05:00 | 6:00 | 15.6 | 75 | 3.1
2017-09-08 06:00 | 7:00 | 16.1 | 70 | 3.1
2017-09-08 07:00 | 8:00 | 16.1 | 70 | 4.1
2017-09-08 08:00 | 9:00 | 19.4 | 51 | 5.7
2017-09-08 09:00 | 10:00 | 20.6 | 49 | 5.2
2017-09-08 10:00 | 11:00 | 20.6 | 49 | 6.2
2017-09-08 11:00 | 12:00 | 21.7 | 41 | 7.2
2017-09-08 12:00 | 13:00 | 21.7 | 41 | 5.2
2017-09-08 13:00 | 14:00 | 21.7 | 41 | 6.7
2017-09-08 14:00 | 15:00 | 21.7 | 41 | 5.7
2017-09-08 15:00 | 16:00 | 21.7 | 44 | 5.2
2017-09-08 16:00 | 17:00 | 21.7 | 44 | 4.1
2017-09-08 17:00 | 18:00 | 20 | 50 | 4.1
2017-09-08 18:00 | 19:00 | 19.4 | 52 | 4.6
2017-09-08 19:00 | 20:00 | 19.4 | 52 | 2.1
2017-09-08 20:00 | 21:00 | 18.3 | 58 | 1.5
2017-09-08 21:00 | 22:00 | 17.2 | 65 | 1.5
2017-09-08 22:00 | 23:00 | 17.2 | 65 | 2.6
2017-09-08 23:00 | 24:00 | 15.6 | 72 | 0.5
2017-09-09 | 1:00 | 15 | 75 | 2.1
2017-09-09 01:00 | 2:00 | 15 | 75 | 1.5
2017-09-09 02:00 | 3:00 | 13.9 | 80 | 2.6
2017-09-09 03:00 | 4:00 | 13.3 | 80 | 2.1
2017-09-09 04:00 | 5:00 | 13.3 | 80 | 1.5
2017-09-09 05:00 | 6:00 | 13.3 | 80 | 1.5
2017-09-09 06:00 | 7:00 | 14.4 | 78 | 2.1
2017-09-09 07:00 | 8:00 | 14.4 | 78 | 1.5
2017-09-09 08:00 | 9:00 | 18.3 | 63 | 1.5
2017-09-09 09:00 | 10:00 | 18.9 | 61 | 3.6
2017-09-09 10:00 | 11:00 | 18.9 | 61 | 2.6
2017-09-09 11:00 | 12:00 | 19.4 | 61 | 3.6
2017-09-09 12:00 | 13:00 | 18.9 | 65 | 4.6
2017-09-09 13:00 | 14:00 | 18.9 | 65 | 6.2
2017-09-09 14:00 | 15:00 | 18.3 | 65 | 5.7
2017-09-09 15:00 | 16:00 | 17.8 | 65 | 5.2
2017-09-09 16:00 | 17:00 | 17.8 | 65 | 4.6
2017-09-09 17:00 | 18:00 | 17.2 | 63 | 4.6
2017-09-09 18:00 | 19:00 | 16.7 | 72 | 3.6
2017-09-09 19:00 | 20:00 | 16.7 | 72 | 6.2
2017-09-09 20:00 | 21:00 | 17.8 | 67 | 4.6
2017-09-09 21:00 | 22:00 | 17.2 | 70 | 4.1
2017-09-09 22:00 | 23:00 | 17.2 | 70 | 3.1
2017-09-09 23:00 | 24:00 | 15.6 | 78 | 2.1
2017-09-10 | 1:00 | 15 | 77 | 3.6
2017-09-10 01:00 | 2:00 | 15 | 77 | 2.6
2017-09-10 02:00 | 3:00 | 13.9 | 80 | 3.6
2017-09-10 03:00 | 4:00 | 13.9 | 80 | 2.1
2017-09-10 04:00 | 5:00 | 13.9 | 80 | 3.6
2017-09-10 05:00 | 6:00 | 13.9 | 80 | 2.6
2017-09-10 06:00 | 7:00 | 15.6 | 72 | 2.1
2017-09-10 07:00 | 8:00 | 15.6 | 72 | 4.6
2017-09-10 08:00 | 9:00 | 18.3 | 63 | 6.2
2017-09-10 09:00 | 10:00 | 19.4 | 59 | 4.6
2017-09-10 10:00 | 11:00 | 19.4 | 61 | 6.2
2017-09-10 11:00 | 12:00 | 19.4 | 63 | 5.2
2017-09-10 12:00 | 13:00 | 18.3 | 68 | 6.2
2017-09-10 13:00 | 14:00 | 17.8 | 75 | 5.7
2017-09-10 14:00 | 15:00 | 18.3 | 70 | 5.7
2017-09-10 15:00 | 16:00 | 18.3 | 68 | 4.1
2017-09-10 16:00 | 17:00 | 18.3 | 68 | 5.2
2017-09-10 17:00 | 18:00 | 17.8 | 63 | 6.2
2017-09-10 18:00 | 19:00 | 17.8 | 65 | 7.2
2017-09-10 19:00 | 20:00 | 17.8 | 65 | 6.7
2017-09-10 20:00 | 21:00 | 18.3 | 63 | 5.2
2017-09-10 21:00 | 22:00 | 16.7 | 62 | 6.2
2017-09-10 22:00 | 23:00 | 16.7 | 62 | 5.7
2017-09-10 23:00 | 24:00 | 15.6 | 62 | 6.7
2017-09-11 | 1:00 | 14.4 | 67 | 7.2
2017-09-11 01:00 | 2:00 | 14.4 | 67 | 4.1
2017-09-11 02:00 | 3:00 | 13.3 | 69 | 3.6
2017-09-11 03:00 | 4:00 | 13.3 | 69 | 4.1
2017-09-11 04:00 | 5:00 | 13.3 | 69 | 5.2
2017-09-11 05:00 | 6:00 | 13.9 | 67 | 5.2
2017-09-11 06:00 | 7:00 | 15 | 62 | 3.1
2017-09-11 07:00 | 8:00 | 15 | 62 | 5.2
2017-09-11 08:00 | 9:00 | 18.9 | 52 | 3.6
2017-09-11 09:00 | 10:00 | 20.6 | 49 | 4.1
2017-09-11 10:00 | 11:00 | 20.6 | 49 | 3.6
2017-09-11 11:00 | 12:00 | 24.4 | 36 | 6.2
2017-09-11 12:00 | 13:00 | 25 | 33 | 5.7
2017-09-11 13:00 | 14:00 | 25 | 33 | 5.7
2017-09-11 14:00 | 15:00 | 26.1 | 31 | 6.2
2017-09-11 15:00 | 16:00 | 25.6 | 35 | 5.7
2017-09-11 16:00 | 17:00 | 25.6 | 35 | 5.7
2017-09-11 17:00 | 18:00 | 23.9 | 41 | 6.7
2017-09-11 18:00 | 19:00 | 22.8 | 51 | 6.2
2017-09-11 19:00 | 20:00 | 22.8 | 51 | 5.7
2017-09-11 20:00 | 21:00 | 21.1 | 57 | 5.2
2017-09-11 21:00 | 22:00 | 20.6 | 54 | 3.6
2017-09-11 22:00 | 23:00 | 20.6 | 54 | 7.2
2017-09-11 23:00 | 24:00 | 18.3 | 65 | 6.2
2017-09-12 | 1:00 | 17.8 | 67 | 5.2
2017-09-12 01:00 | 2:00 | 17.8 | 67 | 6.7
2017-09-12 02:00 | 3:00 | 16.7 | 72 | 6.2
2017-09-12 03:00 | 4:00 | 16.1 | 72 | 5.7
2017-09-12 04:00 | 5:00 | 16.1 | 72 | 5.2
2017-09-12 05:00 | 6:00 | 16.1 | 70 | 5.7
2017-09-12 06:00 | 7:00 | 17.8 | 60 | 6.7
2017-09-12 07:00 | 8:00 | 17.8 | 60 | 7.7
2017-09-12 08:00 | 9:00 | 22.8 | 46 | 6.2
2017-09-12 09:00 | 10:00 | 23.9 | 46 | 5.7
2017-09-12 10:00 | 11:00 | 25.6 | 42 | 6.7
2017-09-12 11:00 | 12:00 | 27.8 | 33 | 6.2
2017-09-12 12:00 | 13:00 | 29.4 | 27 | 6.2
2017-09-12 13:00 | 14:00 | 29.4 | 27 | 5.7
2017-09-12 14:00 | 15:00 | 29.4 | 28 | 4.1
2017-09-12 15:00 | 16:00 | 29.4 | 28 | 4.6
2017-09-12 16:00 | 17:00 | 29.4 | 28 | 4.1
2017-09-12 17:00 | 18:00 | 26.7 | 36 | 3.6
2017-09-12 18:00 | 19:00 | 26.1 | 42 | 3.6
2017-09-12 19:00 | 20:00 | 26.1 | 42 | 2.6
2017-09-12 20:00 | 21:00 | 23.3 | 48 | 1
2017-09-12 21:00 | 22:00 | 22.2 | 51 | 2.1
2017-09-12 22:00 | 23:00 | 22.2 | 51 | 1.5
2017-09-12 23:00 | 24:00 | 20.6 | 57 | 2.1
2017-09-13 | 1:00 | 20 | 61 | 2.6
2017-09-13 01:00 | 2:00 | 20 | 61 | 3.1
2017-09-13 02:00 | 3:00 | 18.3 | 68 | 3.1
2017-09-13 03:00 | 4:00 | 18.3 | 70 | 3.1
2017-09-13 04:00 | 5:00 | 18.3 | 70 | 3.1
2017-09-13 05:00 | 6:00 | 18.3 | 68 | 2.6
2017-09-13 06:00 | 7:00 | 19.4 | 66 | 3.1
2017-09-13 07:00 | 8:00 | 19.4 | 66 | 3.1
2017-09-13 08:00 | 9:00 | 23.3 | 48 | 3.1
2017-09-13 09:00 | 10:00 | 23.9 | 50 | 2.1
2017-09-13 10:00 | 11:00 | 23.9 | 50 | 2.6
2017-09-13 11:00 | 12:00 | 24.4 | 48 | 0
2017-09-13 12:00 | 13:00 | 25 | 47 | 0
2017-09-13 13:00 | 14:00 | 25 | 47 | 4.1
2017-09-13 14:00 | 15:00 | 24.4 | 52 | 4.6
2017-09-13 15:00 | 16:00 | 21.7 | 63 | 4.6
2017-09-13 16:00 | 17:00 | 21.7 | 63 | 5.7
2017-09-13 17:00 | 18:00 | 20 | 76 | 4.6
2017-09-13 18:00 | 19:00 | 21.7 | 68 | 4.6
2017-09-13 19:00 | 20:00 | 21.7 | 68 | 3.6
2017-09-13 20:00 | 21:00 | 21.7 | 76 | 3.1
2017-09-13 21:00 | 22:00 | 21.7 | 76 | 2.6
2017-09-13 22:00 | 23:00 | 21.7 | 73 | 4.1
2017-09-13 23:00 | 24:00 | 21.7 | 70 | 3.1
2017-09-14 | 1:00 | 21.1 | 73 | 2.6
2017-09-14 01:00 | 2:00 | 21.1 | 73 | 2.6
2017-09-14 02:00 | 3:00 | 21.1 | 81 | 3.1
2017-09-14 03:00 | 4:00 | 20.6 | 87 | 1.5
2017-09-14 04:00 | 5:00 | 20.6 | 87 | 2.1
2017-09-14 05:00 | 6:00 | 20.6 | 90 | 3.1
2017-09-14 06:00 | 7:00 | 22.2 | 82 | 2.1
2017-09-14 07:00 | 8:00 | 22.2 | 82 | 2.1
2017-09-14 08:00 | 9:00 | 23 | 78 | 4.6
2017-09-14 09:00 | 10:00 | 24 | 69 | 2.6
2017-09-14 10:00 | 11:00 | 25 | 69 | 3.1
2017-09-14 11:00 | 12:00 | 27.2 | 56 | 2.1
2017-09-14 12:00 | 13:00 | 27.2 | 54 | 3.6
2017-09-14 13:00 | 14:00 | 27.2 | 54 | 4.6
2017-09-14 14:00 | 15:00 | 27.8 | 55 | 5.2
2017-09-14 15:00 | 16:00 | 27.2 | 56 | 6.7
2017-09-14 16:00 | 17:00 | 27.2 | 56 | 6.2
2017-09-14 17:00 | 18:00 | 27.2 | 54 | 4.6
2017-09-14 18:00 | 19:00 | 22.8 | 73 | 3.6
2017-09-14 19:00 | 20:00 | 22.8 | 79 | 4.6
2017-09-14 20:00 | 21:00 | 21.1 | 90 | 4.1
2017-09-14 21:00 | 22:00 | 21.7 | 90 | 4.6
2017-09-14 22:00 | 23:00 | 21.7 | 90 | 4.1
2017-09-14 23:00 | 24:00 | 21.1 | 93 | 3.6
2017-09-15 | 1:00 | 21.1 | 93 | 3.6
2017-09-15 01:00 | 2:00 | 21.1 | 93 | 2.6
2017-09-15 02:00 | 3:00 | 20 | 96 | 2.6
2017-09-15 03:00 | 4:00 | 19.4 | 100 | 2.6
2017-09-15 04:00 | 5:00 | 19.4 | 100 | 2.1
2017-09-15 05:00 | 6:00 | 20.6 | 96 | 2.6
2017-09-15 06:00 | 7:00 | 21.1 | 93 | 2.1
2017-09-15 07:00 | 8:00 | 21.1 | 93 | 2.1
2017-09-15 08:00 | 9:00 | 22.8 | 84 | 2.6
2017-09-15 09:00 | 10:00 | 23.9 | 82 | 3.1
2017-09-15 10:00 | 11:00 | 23.3 | 85 | 3.6
2017-09-15 11:00 | 12:00 | 24.4 | 79 | 4.1
2017-09-15 12:00 | 13:00 | 23.3 | 82 | 4.6
2017-09-15 13:00 | 14:00 | 23.3 | 82 | 4.6
2017-09-15 14:00 | 15:00 | 22.8 | 84 | 6.7
2017-09-15 15:00 | 16:00 | 21.7 | 87 | 5.7
2017-09-15 16:00 | 17:00 | 21.7 | 87 | 5.7
2017-09-15 17:00 | 18:00 | 20.6 | 93 | 5.7
2017-09-15 18:00 | 19:00 | 20.6 | 96 | 4.1
2017-09-15 19:00 | 20:00 | 20.6 | 96 | 3.6
2017-09-15 20:00 | 21:00 | 19.4 | 97 | 4.1
2017-09-15 21:00 | 22:00 | 18.9 | 100 | 4.6
2017-09-15 22:00 | 23:00 | 19.4 | 100 | 3.1
2017-09-15 23:00 | 24:00 | 20 | 100 | 2.6
2017-09-16 | 1:00 | 20 | 100 | 2.6
2017-09-16 01:00 | 2:00 | 18.3 | 100 | 3.6
2017-09-16 02:00 | 3:00 | 18.9 | 100 | 3.1
2017-09-16 03:00 | 4:00 | 19.4 | 100 | 4.1
2017-09-16 04:00 | 5:00 | 19.4 | 100 | 3.6
2017-09-16 05:00 | 6:00 | 18.9 | 100 | 2.1
2017-09-16 06:00 | 7:00 | 17.8 | 100 | 3.1
2017-09-16 07:00 | 8:00 | 17.8 | 100 | 1.5
2017-09-16 08:00 | 9:00 | 18.3 | 100 | 1
2017-09-16 09:00 | 10:00 | 18.9 | 100 | 2.6
2017-09-16 10:00 | 11:00 | 19.4 | 100 | 3.6
2017-09-16 11:00 | 12:00 | 21 | 88 | 4.6
2017-09-16 12:00 | 13:00 | 21.1 | 90 | 4.6
2017-09-16 13:00 | 14:00 | 21.1 | 90 | 3.1
2017-09-16 14:00 | 15:00 | 22.2 | 82 | 5.2
2017-09-16 15:00 | 16:00 | 21.1 | 84 | 4.1
2017-09-16 16:00 | 17:00 | 21.1 | 84 | 6.2
2017-09-16 17:00 | 18:00 | 18.3 | 93 | 4.1
2017-09-16 18:00 | 19:00 | 17.2 | 100 | 1
2017-09-16 19:00 | 20:00 | 17.2 | 100 | 3.6
2017-09-16 20:00 | 21:00 | 17.2 | 100 | 3.1
2017-09-16 21:00 | 22:00 | 17.2 | 97 | 1.5
2017-09-16 22:00 | 23:00 | 17.2 | 97 | 1.5
2017-09-16 23:00 | 24:00 | 16.7 | 100 | 2.6
2017-09-17 | 1:00 | 16.7 | 100 | 2.6
2017-09-17 01:00 | 2:00 | 16.7 | 100 | 3.1
2017-09-17 02:00 | 3:00 | 17.2 | 100 | 3.1
2017-09-17 03:00 | 4:00 | 16.7 | 100 | 2.6
2017-09-17 04:00 | 5:00 | 16.7 | 100 | 3.6
2017-09-17 05:00 | 6:00 | 17.8 | 100 | 3.6
2017-09-17 06:00 | 7:00 | 17.8 | 100 | 3.6
2017-09-17 07:00 | 8:00 | 17.8 | 100 | 5.2
2017-09-17 08:00 | 9:00 | 18.3 | 100 | 5.7
2017-09-17 09:00 | 10:00 | 18.9 | 100 | 3.6
2017-09-17 10:00 | 11:00 | 19.4 | 97 | 5.2
2017-09-17 11:00 | 12:00 | 20 | 93 | 4.1
2017-09-17 12:00 | 13:00 | 21.7 | 84 | 5.2
2017-09-17 13:00 | 14:00 | 21.7 | 84 | 4.6
2017-09-17 14:00 | 15:00 | 20.6 | 84 | 5.7
2017-09-17 15:00 | 16:00 | 18.3 | 93 | 4.6
2017-09-17 16:00 | 17:00 | 18.3 | 93 | 3.1
2017-09-17 17:00 | 18:00 | 17.2 | 100 | 3.1
2017-09-17 18:00 | 19:00 | 16.7 | 100 | 2.6
2017-09-17 19:00 | 20:00 | 16.7 | 100 | 2.1
2017-09-17 20:00 | 21:00 | 17.2 | 100 | 1
2017-09-17 21:00 | 22:00 | 19.4 | 93 | 1
2017-09-17 22:00 | 23:00 | 19.4 | 93 | 2.1
2017-09-17 23:00 | 24:00 | 18.3 | 97 | 1.5
2017-09-18 | 1:00 | 18.9 | 96 | 2.6
2017-09-18 01:00 | 2:00 | 18.9 | 96 | 1.5
2017-09-18 02:00 | 3:00 | 18.3 | 100 | 1
2017-09-18 03:00 | 4:00 | 18.3 | 100 | 0.5
2017-09-18 04:00 | 5:00 | 18.3 | 100 | 1.5
2017-09-18 05:00 | 6:00 | 18 | 100 | 1.5
2017-09-18 06:00 | 7:00 | 18.3 | 97 | 1.5
2017-09-18 07:00 | 8:00 | 18.3 | 100 | 2.1
2017-09-18 08:00 | 9:00 | 19.4 | 93 | 0.5
2017-09-18 09:00 | 10:00 | 19.4 | 93 | 4.6
2017-09-18 10:00 | 11:00 | 19.4 | 93 | 5.7
2017-09-18 11:00 | 12:00 | 18.9 | 96 | 7.2
2017-09-18 12:00 | 13:00 | 18.9 | 96 | 7.7
2017-09-18 13:00 | 14:00 | 18.3 | 100 | 5.7
2017-09-18 14:00 | 15:00 | 18.9 | 96 | 6.2
2017-09-18 15:00 | 16:00 | 18.9 | 93 | 7.7
2017-09-18 16:00 | 17:00 | 18.9 | 93 | 6.2
2017-09-18 17:00 | 18:00 | 18.3 | 97 | 5.2
2017-09-18 18:00 | 19:00 | 18 | 100 | 4.1
2017-09-18 19:00 | 20:00 | 18.3 | 97 | 4.1
2017-09-18 20:00 | 21:00 | 17.8 | 100 | 5.2
2017-09-18 21:00 | 22:00 | 17.8 | 100 | 4.1
2017-09-18 22:00 | 23:00 | 17.8 | 100 | 5.2
2017-09-18 23:00 | 24:00 | 17.2 | 100 | 4.6
2017-09-19 | 1:00 | 17.2 | 100 | 4.1
2017-09-19 01:00 | 2:00 | 17.2 | 100 | 4.6
2017-09-19 02:00 | 3:00 | 17.8 | 100 | 4.1
2017-09-19 03:00 | 4:00 | 17.2 | 100 | 3.1
2017-09-19 04:00 | 5:00 | 17.2 | 100 | 3.1
2017-09-19 05:00 | 6:00 | 17.8 | 100 | 3.1
2017-09-19 06:00 | 7:00 | 17.8 | 96 | 2.6
2017-09-19 07:00 | 8:00 | 17.8 | 96 | 4.6
2017-09-19 08:00 | 9:00 | 17.2 | 100 | 2.6
2017-09-19 09:00 | 10:00 | 17.8 | 96 | 4.1
2017-09-19 10:00 | 11:00 | 17.8 | 96 | 7.2
2017-09-19 11:00 | 12:00 | 17.8 | 96 | 4.1
2017-09-19 12:00 | 13:00 | 18.3 | 97 | 4.1
2017-09-19 13:00 | 14:00 | 18.3 | 97 | 5.2
2017-09-19 14:00 | 15:00 | 18 | 94 | 6.2
2017-09-19 15:00 | 16:00 | 17.8 | 96 | 5.7
2017-09-19 16:00 | 17:00 | 17.8 | 96 | 3.6
2017-09-19 17:00 | 18:00 | 17.8 | 96 | 3.1
2017-09-19 18:00 | 19:00 | 17.2 | 100 | 2.6
2017-09-19 19:00 | 20:00 | 17.2 | 100 | 2.6
2017-09-19 20:00 | 21:00 | 17.2 | 100 | 2.6
2017-09-19 21:00 | 22:00 | 17.2 | 100 | 3.6
2017-09-19 22:00 | 23:00 | 17.2 | 100 | 4.6
2017-09-19 23:00 | 24:00 | 17.8 | 96 | 4.6
2017-09-20 | 1:00 | 17.8 | 100 | 4.6
2017-09-20 01:00 | 2:00 | 17.8 | 100 | 3.6
2017-09-20 02:00 | 3:00 | 17.8 | 96 | 3.6
2017-09-20 03:00 | 4:00 | 17.8 | 100 | 5.7
2017-09-20 04:00 | 5:00 | 17.8 | 100 | 4.1
2017-09-20 05:00 | 6:00 | 18.3 | 100 | 3.6
2017-09-20 06:00 | 7:00 | 19 | 100 | 3.1
2017-09-20 07:00 | 8:00 | 18.9 | 100 | 5.7
2017-09-20 08:00 | 9:00 | 18.9 | 100 | 4.6
2017-09-20 09:00 | 10:00 | 19.4 | 97 | 3.1
2017-09-20 10:00 | 11:00 | 19.4 | 97 | 5.7
2017-09-20 11:00 | 12:00 | 19.4 | 97 | 6.2
2017-09-20 12:00 | 13:00 | 19.4 | 97 | 11.3
2017-09-20 13:00 | 14:00 | 19.4 | 97 | 6.7
2017-09-20 14:00 | 15:00 | 20 | 96 | 6.7
2017-09-20 15:00 | 16:00 | 20 | 96 | 6.7
2017-09-20 16:00 | 17:00 | 20 | 96 | 6.2
2017-09-20 17:00 | 18:00 | 20.6 | 90 | 4.6
2017-09-20 18:00 | 19:00 | 21.7 | 87 | 5.2
2017-09-20 19:00 | 20:00 | 21.7 | 87 | 6.2
2017-09-20 20:00 | 21:00 | 21.1 | 87 | 6.2
2017-09-20 21:00 | 22:00 | 22.2 | 82 | 6.2
2017-09-20 22:00 | 23:00 | 22.2 | 82 | 5.2
2017-09-20 23:00 | 24:00 | 22.2 | 79 | 4.6
2017-09-21 | 1:00 | 22.2 | 76 | 4.1
2017-09-21 01:00 | 2:00 | 22.2 | 76 | 7.2
2017-09-21 02:00 | 3:00 | 21.7 | 79 | 3.1
2017-09-21 03:00 | 4:00 | 21.1 | 78 | 4.6
2017-09-21 04:00 | 5:00 | 21.1 | 78 | 6.2
2017-09-21 05:00 | 6:00 | 20 | 84 | 4.6
2017-09-21 06:00 | 7:00 | 20 | 81 | 3.6
2017-09-21 07:00 | 8:00 | 20 | 81 | 6.2
2017-09-21 08:00 | 9:00 | 20 | 73 | 5.7
2017-09-21 09:00 | 10:00 | 20 | 63 | 4.6
2017-09-21 10:00 | 11:00 | 20 | 63 | 6.7
2017-09-21 11:00 | 12:00 | 20.6 | 53 | 5.2
2017-09-21 12:00 | 13:00 | 21.1 | 49 | 6.7
2017-09-21 13:00 | 14:00 | 22.2 | 49 | 6.7
2017-09-21 14:00 | 15:00 | 22.2 | 51 | 6.2
2017-09-21 15:00 | 16:00 | 22.2 | 51 | 5.2
2017-09-21 16:00 | 17:00 | 22.2 | 51 | 4.6
2017-09-21 17:00 | 18:00 | 19.4 | 59 | 4.6
2017-09-21 18:00 | 19:00 | 19.4 | 61 | 4.6
2017-09-21 19:00 | 20:00 | 19.4 | 61 | 4.1
2017-09-21 20:00 | 21:00 | 18.9 | 63 | 3.6
2017-09-21 21:00 | 22:00 | 18.9 | 63 | 5.7
2017-09-21 22:00 | 23:00 | 18.9 | 63 | 6.2
2017-09-21 23:00 | 24:00 | 17.2 | 72 | 6.2
2017-09-22 | 1:00 | 16.1 | 81 | 4.6
2017-09-22 01:00 | 2:00 | 16.1 | 81 | 4.6
2017-09-22 02:00 | 3:00 | 15.6 | 86 | 4.6
2017-09-22 03:00 | 4:00 | 15 | 87 | 3.1
2017-09-22 04:00 | 5:00 | 15 | 87 | 3.6
2017-09-22 05:00 | 6:00 | 13.9 | 96 | 2.6
2017-09-22 06:00 | 7:00 | 14.4 | 90 | 3.1
2017-09-22 07:00 | 8:00 | 14.4 | 90 | 3.1
2017-09-22 08:00 | 9:00 | 14.4 | 87 | 3.1
2017-09-22 09:00 | 10:00 | 15 | 87 | 4.1
2017-09-22 10:00 | 11:00 | 15 | 87 | 5.2
2017-09-22 11:00 | 12:00 | 15.6 | 86 | 4.6
2017-09-22 12:00 | 13:00 | 15 | 90 | 6.2
2017-09-22 13:00 | 14:00 | 15 | 90 | 6.7
2017-09-22 14:00 | 15:00 | 15 | 93 | 6.7
2017-09-22 15:00 | 16:00 | 15.6 | 93 | 6.7
2017-09-22 16:00 | 17:00 | 15.6 | 93 | 5.2
2017-09-22 17:00 | 18:00 | 15 | 93 | 4.6
2017-09-22 18:00 | 19:00 | 15.6 | 90 | 3.6
2017-09-22 19:00 | 20:00 | 15.6 | 90 | 5.7
2017-09-22 20:00 | 21:00 | 16.7 | 96 | 4.1
2017-09-22 21:00 | 22:00 | 16.7 | 100 | 4.6
2017-09-22 22:00 | 23:00 | 16.7 | 100 | 4.6
2017-09-22 23:00 | 24:00 | 16.7 | 93 | 5.7
2017-09-23 | 1:00 | 16.7 | 96 | 6.7
2017-09-23 01:00 | 2:00 | 16.7 | 96 | 7.7
2017-09-23 02:00 | 3:00 | 16.1 | 93 | 5.7
2017-09-23 03:00 | 4:00 | 16.1 | 93 | 6.2
2017-09-23 04:00 | 5:00 | 16.1 | 93 | 4.1
2017-09-23 05:00 | 6:00 | 17 | 94 | 4.1
2017-09-23 06:00 | 7:00 | 17.2 | 90 | 5.2
2017-09-23 07:00 | 8:00 | 17.2 | 90 | 5.7
2017-09-23 08:00 | 9:00 | 18.9 | 78 | 6.2
2017-09-23 09:00 | 10:00 | 19.4 | 79 | 6.2
2017-09-23 10:00 | 11:00 | 20.6 | 75 | 6.2
2017-09-23 11:00 | 12:00 | 22.2 | 66 | 7.7
2017-09-23 12:00 | 13:00 | 22.8 | 66 | 7.2
2017-09-23 13:00 | 14:00 | 22.8 | 66 | 7.7
2017-09-23 14:00 | 15:00 | 20 | 78 | 11.3
2017-09-23 15:00 | 16:00 | 19.4 | 84 | 8.2
2017-09-23 16:00 | 17:00 | 19.4 | 84 | 9.3
2017-09-23 17:00 | 18:00 | 16.7 | 100 | 8.2
2017-09-23 18:00 | 19:00 | 16.7 | 100 | 6.2
2017-09-23 19:00 | 20:00 | 16.1 | 100 | 6.2
2017-09-23 20:00 | 21:00 | 15.6 | 100 | 7.2
2017-09-23 21:00 | 22:00 | 15.6 | 100 | 6.7
2017-09-23 22:00 | 23:00 | 15.6 | 100 | 6.2
2017-09-23 23:00 | 24:00 | 16.7 | 96 | 4.6
2017-09-24 | 1:00 | 16.7 | 96 | 4.6
2017-09-24 01:00 | 2:00 | 16.7 | 96 | 4.1
2017-09-24 02:00 | 3:00 | 16.7 | 96 | 5.2
2017-09-24 03:00 | 4:00 | 16.7 | 96 | 5.2
2017-09-24 04:00 | 5:00 | 16.7 | 96 | 5.7
2017-09-24 05:00 | 6:00 | 17.2 | 93 | 5.7
2017-09-24 06:00 | 7:00 | 20.6 | 81 | 3.1
2017-09-24 07:00 | 8:00 | 20.6 | 81 | 4.6
2017-09-24 08:00 | 9:00 | 25 | 62 | 4.1
2017-09-24 09:00 | 10:00 | 24.4 | 64 | 4.1
2017-09-24 10:00 | 11:00 | 24.4 | 64 | 4.1
2017-09-24 11:00 | 12:00 | 25 | 62 | 4.1
2017-09-24 12:00 | 13:00 | 26.1 | 60 | 1.5
2017-09-24 13:00 | 14:00 | 26.1 | 60 | 4.1
2017-09-24 14:00 | 15:00 | 23.3 | 71 | 3.6
2017-09-24 15:00 | 16:00 | 22.2 | 76 | 4.1
2017-09-24 16:00 | 17:00 | 22.2 | 76 | 4.1
2017-09-24 17:00 | 18:00 | 21.7 | 76 | 3.6
2017-09-24 18:00 | 19:00 | 22.2 | 73 | 4.1
2017-09-24 19:00 | 20:00 | 22.2 | 73 | 3.1
2017-09-24 20:00 | 21:00 | 21.1 | 81 | 1.5
2017-09-24 21:00 | 22:00 | 20 | 87 | 4.1
2017-09-24 22:00 | 23:00 | 20 | 87 | 4.1
2017-09-24 23:00 | 24:00 | 20 | 90 | 3.1
2017-09-25 | 1:00 | 20 | 87 | 3.6
2017-09-25 01:00 | 2:00 | 20 | 87 | 3.6
2017-09-25 02:00 | 3:00 | 18.9 | 90 | 4.1
2017-09-25 03:00 | 4:00 | 18.3 | 93 | 4.1
2017-09-25 04:00 | 5:00 | 18.3 | 93 | 4.1
2017-09-25 05:00 | 6:00 | 18.3 | 97 | 3.6
2017-09-25 06:00 | 7:00 | 19.4 | 93 | 2.6
2017-09-25 07:00 | 8:00 | 19.4 | 93 | 2.6
2017-09-25 08:00 | 9:00 | 22.2 | 82 | 3.1
2017-09-25 09:00 | 10:00 | 25.6 | 67 | 2.6
2017-09-25 10:00 | 11:00 | 25.6 | 67 | 4.1
2017-09-25 11:00 | 12:00 | 25 | 69 | 5.2
2017-09-25 12:00 | 13:00 | 23.3 | 71 | 5.2
2017-09-25 13:00 | 14:00 | 23.3 | 71 | 4.1
2017-09-25 14:00 | 15:00 | 23.3 | 71 | 6.2
2017-09-25 15:00 | 16:00 | 23.3 | 71 | 6.2
2017-09-25 16:00 | 17:00 | 23.3 | 71 | 3.1
2017-09-25 17:00 | 18:00 | 21.1 | 87 | 3.6
2017-09-25 18:00 | 19:00 | 20 | 93 | 1.5
2017-09-25 19:00 | 20:00 | 20 | 93 | 3.1
2017-09-25 20:00 | 21:00 | 18.3 | 100 | 2.6
2017-09-25 21:00 | 22:00 | 18.9 | 96 | 4.1
2017-09-25 22:00 | 23:00 | 18.9 | 96 | 2.6
2017-09-25 23:00 | 24:00 | 17.8 | 100 | 3.1
2017-09-26 | 1:00 | 18.3 | 100 | 2.1
2017-09-26 01:00 | 2:00 | 17.8 | 100 | 2.1
2017-09-26 02:00 | 3:00 | 17.8 | 100 | 1.5
2017-09-26 03:00 | 4:00 | 18.3 | 100 | 1
2017-09-26 04:00 | 5:00 | 18.3 | 100 | 1.5
2017-09-26 05:00 | 6:00 | 17.8 | 100 | 2.1
2017-09-26 06:00 | 7:00 | 18.3 | 100 | 1.5
2017-09-26 07:00 | 8:00 | 18.3 | 100 | 1.5
2017-09-26 08:00 | 9:00 | 20 | 100 | 2.6
2017-09-26 09:00 | 10:00 | 22.8 | 87 | 2.1
2017-09-26 10:00 | 11:00 | 22.8 | 87 | 3.6
2017-09-26 11:00 | 12:00 | 23.9 | 82 | 3.1
2017-09-26 12:00 | 13:00 | 25 | 77 | 5.2
2017-09-26 13:00 | 14:00 | 25 | 77 | 5.2
2017-09-26 14:00 | 15:00 | 25.6 | 74 | 6.2
2017-09-26 15:00 | 16:00 | 25.6 | 74 | 6.2
2017-09-26 16:00 | 17:00 | 25.6 | 74 | 5.7
2017-09-26 17:00 | 18:00 | 22.2 | 84 | 5.2
2017-09-26 18:00 | 19:00 | 22.2 | 87 | 6.2
2017-09-26 19:00 | 20:00 | 22.2 | 87 | 6.2
2017-09-26 20:00 | 21:00 | 22.2 | 84 | 4.1
2017-09-26 21:00 | 22:00 | 21.1 | 90 | 3.6
2017-09-26 22:00 | 23:00 | 21.1 | 90 | 3.6
2017-09-26 23:00 | 24:00 | 20.6 | 93 | 4.1
2017-09-27 | 1:00 | 20 | 93 | 6.7
2017-09-27 01:00 | 2:00 | 20 | 93 | 4.1
2017-09-27 02:00 | 3:00 | 18.9 | 96 | 3.6
2017-09-27 03:00 | 4:00 | 18.3 | 100 | 6.2
2017-09-27 04:00 | 5:00 | 18.3 | 100 | 6.2
2017-09-27 05:00 | 6:00 | 18.3 | 100 | 6.2
2017-09-27 06:00 | 7:00 | 21.7 | 84 | 6.2
2017-09-27 07:00 | 8:00 | 21.7 | 84 | 7.2
2017-09-27 08:00 | 9:00 | 25.6 | 71 | 7.2
2017-09-27 09:00 | 10:00 | 27.8 | 69 | 6.7
2017-09-27 10:00 | 11:00 | 27.8 | 69 | 6.7
2017-09-27 11:00 | 12:00 | 26.1 | 74 | 5.7
2017-09-27 12:00 | 13:00 | 26.7 | 74 | 5.2
2017-09-27 13:00 | 14:00 | 26.7 | 74 | 5.2
2017-09-27 14:00 | 15:00 | 29.4 | 63 | 4.6
2017-09-27 15:00 | 16:00 | 28.9 | 65 | 3.6
2017-09-27 16:00 | 17:00 | 28.9 | 65 | 3.1
2017-09-27 17:00 | 18:00 | 26.7 | 76 | 4.1
2017-09-27 18:00 | 19:00 | 25 | 84 | 5.2
2017-09-27 19:00 | 20:00 | 25 | 84 | 6.2
2017-09-27 20:00 | 21:00 | 23.9 | 94 | 4.1
2017-09-27 21:00 | 22:00 | 23.9 | 94 | 5.2
2017-09-27 22:00 | 23:00 | 23.9 | 94 | 5.7
2017-09-27 23:00 | 24:00 | 23.9 | 94 | 6.2
2017-09-28 | 1:00 | 23.3 | 97 | 5.2
2017-09-28 01:00 | 2:00 | 23.3 | 97 | 5.2
2017-09-28 02:00 | 3:00 | 23.9 | 90 | 4.1
2017-09-28 03:00 | 4:00 | 23.9 | 90 | 5.2
2017-09-28 04:00 | 5:00 | 23.3 | 94 | 4.1
2017-09-28 05:00 | 6:00 | 24.4 | 82 | 4.1
2017-09-28 06:00 | 7:00 | 24.4 | 74 | 4.1
2017-09-28 07:00 | 8:00 | 24.4 | 74 | 5.2
2017-09-28 08:00 | 9:00 | 23.3 | 52 | 4.6
2017-09-28 09:00 | 10:00 | 23.9 | 46 | 6.2
2017-09-28 10:00 | 11:00 | 23.9 | 46 | 5.7
2017-09-28 11:00 | 12:00 | 25 | 42 | 5.7
2017-09-28 12:00 | 13:00 | 24.4 | 40 | 6.2
2017-09-28 13:00 | 14:00 | 24.4 | 40 | 6.7
2017-09-28 14:00 | 15:00 | 23.9 | 36 | 6.2
2017-09-28 15:00 | 16:00 | 23.3 | 33 | 5.2
2017-09-28 16:00 | 17:00 | 23.3 | 33 | 4.6
2017-09-28 17:00 | 18:00 | 20 | 43 | 3.1
2017-09-28 18:00 | 19:00 | 18.9 | 45 | 2.6
2017-09-28 19:00 | 20:00 | 18.9 | 45 | 2.1
2017-09-28 20:00 | 21:00 | 16.1 | 46 | 3.1
2017-09-28 21:00 | 22:00 | 15 | 49 | 2.1
2017-09-28 22:00 | 23:00 | 15 | 49 | 2.1
2017-09-28 23:00 | 24:00 | 13.9 | 51 | 2.6
2017-09-29 | 1:00 | 13.3 | 55 | 2.1
2017-09-29 01:00 | 2:00 | 13.3 | 55 | 2.6
2017-09-29 02:00 | 3:00 | 12.2 | 59 | 1.5
2017-09-29 03:00 | 4:00 | 11.7 | 61 | 3.1
2017-09-29 04:00 | 5:00 | 11.7 | 61 | 2.6
2017-09-29 05:00 | 6:00 | 11.1 | 63 | 3.6
2017-09-29 06:00 | 7:00 | 11.7 | 63 | 4.1
2017-09-29 07:00 | 8:00 | 11.7 | 63 | 4.6
2017-09-29 08:00 | 9:00 | 15 | 47 | 5.7
2017-09-29 09:00 | 10:00 | 16.1 | 42 | 6.2
2017-09-29 10:00 | 11:00 | 16.1 | 42 | 5.7
2017-09-29 11:00 | 12:00 | 17.8 | 41 | 5.7
2017-09-29 12:00 | 13:00 | 18.9 | 38 | 6.7
2017-09-29 13:00 | 14:00 | 18.9 | 38 | 6.2
2017-09-29 14:00 | 15:00 | 18.9 | 37 | 7.7
2017-09-29 15:00 | 16:00 | 16.7 | 56 | 9.3
2017-09-29 16:00 | 17:00 | 16.7 | 56 | 8.2
2017-09-29 17:00 | 18:00 | 15 | 67 | 5.7
2017-09-29 18:00 | 19:00 | 14.4 | 72 | 5.2
2017-09-29 19:00 | 20:00 | 14.4 | 72 | 5.7
2017-09-29 20:00 | 21:00 | 14.4 | 75 | 5.7
2017-09-29 21:00 | 22:00 | 13.3 | 84 | 5.2
2017-09-29 22:00 | 23:00 | 13.3 | 84 | 5.2
2017-09-29 23:00 | 24:00 | 13.3 | 80 | 5.2
2017-09-30 | 1:00 | 12.8 | 83 | 5.2
2017-09-30 01:00 | 2:00 | 12.8 | 83 | 4.6
2017-09-30 02:00 | 3:00 | 13.9 | 74 | 6.2
2017-09-30 03:00 | 4:00 | 13.9 | 80 | 4.6
2017-09-30 04:00 | 5:00 | 13.9 | 80 | 4.1
2017-09-30 05:00 | 6:00 | 15 | 81 | 3.6
2017-09-30 06:00 | 7:00 | 13 | 88 | 3.1
2017-09-30 07:00 | 8:00 | 13.3 | 87 | 4.1
2017-09-30 08:00 | 9:00 | 12.8 | 89 | 4.1
2017-09-30 09:00 | 10:00 | 12.8 | 80 | 4.1
2017-09-30 10:00 | 11:00 | 12.8 | 80 | 2.1
2017-09-30 11:00 | 12:00 | 13.9 | 83 | 2.6
2017-09-30 12:00 | 13:00 | 13.3 | 84 | 2.6
2017-09-30 13:00 | 14:00 | 13.3 | 84 | 2.1
2017-09-30 14:00 | 15:00 | 12.8 | 86 | 2.1
2017-09-30 15:00 | 16:00 | 11.7 | 86 | 3.1
2017-09-30 16:00 | 17:00 | 11.7 | 86 | 2.1
2017-09-30 17:00 | 18:00 | 12.2 | 77 | 3.1
2017-09-30 18:00 | 19:00 | 11.1 | 82 | 3.1
2017-09-30 19:00 | 20:00 | 10.9 | 81 | 2.1
2017-09-30 20:00 | 21:00 | 10.5 | 81 | 2.1
2017-09-30 21:00 | 22:00 | 11.4 | 78 | 2.8
2017-09-30 22:00 | 23:00 | 12.4 | 75 | 3.6
2017-09-30 23:00 | 24:00 | 13.3 | 73 | 4.3
2011-10-01 | 1:00 | 14.4 | 72 | 5
2011-10-01 01:00 | 2:00 | 14.4 | 74 | 5.7
2011-10-01 02:00 | 3:00 | 14.4 | 77 | 6.5
2011-10-01 03:00 | 4:00 | 14.4 | 79 | 7.2
2011-10-01 04:00 | 5:00 | 14.4 | 79 | 6.2
2011-10-01 05:00 | 6:00 | 14.7 | 78 | 5.7
2011-10-01 06:00 | 7:00 | 14.4 | 78 | 7.2
2011-10-01 07:00 | 8:00 | 14.4 | 78 | 8.2
2011-10-01 08:00 | 9:00 | 15.6 | 75 | 8.2
2011-10-01 09:00 | 10:00 | 16.1 | 70 | 8.2
2011-10-01 10:00 | 11:00 | 16.1 | 70 | 8.8
2011-10-01 11:00 | 12:00 | 16.1 | 72 | 8.2
2011-10-01 12:00 | 13:00 | 15.6 | 72 | 7.7
2011-10-01 13:00 | 14:00 | 15 | 75 | 7.2
2011-10-01 14:00 | 15:00 | 15 | 77 | 6.7
2011-10-01 15:00 | 16:00 | 14.4 | 81 | 7.2
2011-10-01 16:00 | 17:00 | 14.4 | 81 | 6.2
2011-10-01 17:00 | 18:00 | 13.3 | 93 | 6.2
2011-10-01 18:00 | 19:00 | 13.9 | 93 | 5.2
2011-10-01 19:00 | 20:00 | 13.9 | 93 | 3.1
2011-10-01 20:00 | 21:00 | 13.9 | 96 | 1.5
2011-10-01 21:00 | 22:00 | 14.4 | 93 | 2.1
2011-10-01 22:00 | 23:00 | 14.4 | 93 | 3.1
2011-10-01 23:00 | 24:00 | 14.4 | 97 | 3.6
2011-10-02 | 1:00 | 14.4 | 97 | 3.1
2011-10-02 01:00 | 2:00 | 14.4 | 97 | 2.1
2011-10-02 02:00 | 3:00 | 13.9 | 100 | 2.6
2011-10-02 03:00 | 4:00 | 13.9 | 100 | 2.1
2011-10-02 04:00 | 5:00 | 13.9 | 100 | 1.5
2011-10-02 05:00 | 6:00 | 13.9 | 100 | 1.5
2011-10-02 06:00 | 7:00 | 13.3 | 100 | 2.6
2011-10-02 07:00 | 8:00 | 13.3 | 100 | 3.1
2011-10-02 08:00 | 9:00 | 13.3 | 100 | 3.6
2011-10-02 09:00 | 10:00 | 13.9 | 96 | 3.6
2011-10-02 10:00 | 11:00 | 13.9 | 100 | 3.1
2011-10-02 11:00 | 12:00 | 14.4 | 100 | 3.6
2011-10-02 12:00 | 13:00 | 14.4 | 100 | 4.1
2011-10-02 13:00 | 14:00 | 14.4 | 100 | 4.6
2011-10-02 14:00 | 15:00 | 13.3 | 100 | 3.6
2011-10-02 15:00 | 16:00 | 12.8 | 100 | 3.6
2011-10-02 16:00 | 17:00 | 12.8 | 100 | 4.1
2011-10-02 17:00 | 18:00 | 13.3 | 97 | 3.6
2011-10-02 18:00 | 19:00 | 13.3 | 97 | 3.6
2011-10-02 19:00 | 20:00 | 13.3 | 100 | 3.1
2011-10-02 20:00 | 21:00 | 12.8 | 93 | 2.6
2011-10-02 21:00 | 22:00 | 12.8 | 96 | 2.6
2011-10-02 22:00 | 23:00 | 12.8 | 100 | 4.1
2011-10-02 23:00 | 24:00 | 13.3 | 97 | 3.6
2011-10-03 | 1:00 | 12.2 | 100 | 4.1
2011-10-03 01:00 | 2:00 | 12.2 | 100 | 3.1
2011-10-03 02:00 | 3:00 | 11.7 | 100 | 2.6
2011-10-03 03:00 | 4:00 | 12.2 | 100 | 4.1
2011-10-03 04:00 | 5:00 | 12.2 | 100 | 2.6
2011-10-03 05:00 | 6:00 | 12.2 | 100 | 3.6
2011-10-03 06:00 | 7:00 | 12.2 | 97 | 1.5
2011-10-03 07:00 | 8:00 | 12.2 | 97 | 0
2011-10-03 08:00 | 9:00 | 12.2 | 100 | 2.1
2011-10-03 09:00 | 10:00 | 13.3 | 93 | 2.6
2011-10-03 10:00 | 11:00 | 13.3 | 93 | 1.5
2011-10-03 11:00 | 12:00 | 13.3 | 93 | 3.1
2011-10-03 12:00 | 13:00 | 13.3 | 93 | 3.6
2011-10-03 13:00 | 14:00 | 13.9 | 89 | 4.6
2011-10-03 14:00 | 15:00 | 13.3 | 93 | 5.2
2011-10-03 15:00 | 16:00 | 13.9 | 87 | 5.2
2011-10-03 16:00 | 17:00 | 13.9 | 87 | 4.1
2011-10-03 17:00 | 18:00 | 13.9 | 89 | 5.7
2011-10-03 18:00 | 19:00 | 13.3 | 93 | 4.6
2011-10-03 19:00 | 20:00 | 13.3 | 93 | 4.6
2011-10-03 20:00 | 21:00 | 13.3 | 93 | 5.7
2011-10-03 21:00 | 22:00 | 13.3 | 93 | 5.2
2011-10-03 22:00 | 23:00 | 13.9 | 89 | 3.1
2011-10-03 23:00 | 24:00 | 13.3 | 93 | 4.6
2011-10-04 | 1:00 | 13.3 | 93 | 4.1
2011-10-04 01:00 | 2:00 | 13.3 | 93 | 5.2
2011-10-04 02:00 | 3:00 | 13.3 | 97 | 4.1
2011-10-04 03:00 | 4:00 | 13.3 | 97 | 3.6
2011-10-04 04:00 | 5:00 | 13.3 | 97 | 2.6
2011-10-04 05:00 | 6:00 | 13.9 | 93 | 5.2
2011-10-04 06:00 | 7:00 | 14.4 | 93 | 4.6
2011-10-04 07:00 | 8:00 | 16.7 | 80 | 5.2
2011-10-04 08:00 | 9:00 | 17.8 | 75 | 3.1
2011-10-04 09:00 | 10:00 | 18.9 | 70 | 6.2
2011-10-04 10:00 | 11:00 | 18.9 | 70 | 7.2
2011-10-04 11:00 | 12:00 | 18.9 | 73 | 6.2
2011-10-04 12:00 | 13:00 | 18.3 | 78 | 3.6
2011-10-04 13:00 | 14:00 | 18.3 | 78 | 4.1
2011-10-04 14:00 | 15:00 | 17.8 | 75 | 3.6
2011-10-04 15:00 | 16:00 | 16.7 | 84 | 3.6
2011-10-04 16:00 | 17:00 | 16.7 | 84 | 3.1
2011-10-04 17:00 | 18:00 | 15 | 93 | 3.6
2011-10-04 18:00 | 19:00 | 15 | 96 | 3.6
2011-10-04 19:00 | 20:00 | 15 | 96 | 2.1
2011-10-04 20:00 | 21:00 | 15.6 | 90 | 7.2
2011-10-04 21:00 | 22:00 | 15 | 90 | 7.2
2011-10-04 22:00 | 23:00 | 15 | 90 | 7.7
2011-10-04 23:00 | 24:00 | 15 | 87 | 6.2
2011-10-05 | 1:00 | 15 | 87 | 5.2
2011-10-05 01:00 | 2:00 | 15 | 87 | 5.2
2011-10-05 02:00 | 3:00 | 14.4 | 87 | 3.6
2011-10-05 03:00 | 4:00 | 14.4 | 90 | 4.6
2011-10-05 04:00 | 5:00 | 14.4 | 90 | 3.6
2011-10-05 05:00 | 6:00 | 14.4 | 93 | 4.6
2011-10-05 06:00 | 7:00 | 15.6 | 86 | 7.2
2011-10-05 07:00 | 8:00 | 15.6 | 83 | 6.7
2011-10-05 08:00 | 9:00 | 16.7 | 78 | 6.7
2011-10-05 09:00 | 10:00 | 17.2 | 75 | 8.2
2011-10-05 10:00 | 11:00 | 16.7 | 72 | 7.7
2011-10-05 11:00 | 12:00 | 16.1 | 70 | 7.2
2011-10-05 12:00 | 13:00 | 16.1 | 70 | 6.7
2011-10-05 13:00 | 14:00 | 16.1 | 70 | 7.7
2011-10-05 14:00 | 15:00 | 15.6 | 64 | 7.7
2011-10-05 15:00 | 16:00 | 14.4 | 67 | 7.2
2011-10-05 16:00 | 17:00 | 14.4 | 67 | 5.2
2011-10-05 17:00 | 18:00 | 12.8 | 69 | 3.1
2011-10-05 18:00 | 19:00 | 12.8 | 77 | 6.2
2011-10-05 19:00 | 20:00 | 12.8 | 77 | 7.2
2011-10-05 20:00 | 21:00 | 11.7 | 80 | 5.7
2011-10-05 21:00 | 22:00 | 11.1 | 86 | 6.2
2011-10-05 22:00 | 23:00 | 11.1 | 86 | 6.2
2011-10-05 23:00 | 24:00 | 10 | 89 | 4.1
2011-10-06 | 1:00 | 10 | 86 | 4.6
2011-10-06 01:00 | 2:00 | 10 | 86 | 4.6
2011-10-06 02:00 | 3:00 | 8.9 | 89 | 4.1
2011-10-06 03:00 | 4:00 | 9.4 | 90 | 5.2
2011-10-06 04:00 | 5:00 | 9.4 | 90 | 5.7
2011-10-06 05:00 | 6:00 | 9.4 | 90 | 6.2
2011-10-06 06:00 | 7:00 | 10.6 | 86 | 7.2
2011-10-06 07:00 | 8:00 | 10.6 | 86 | 9.8
2011-10-06 08:00 | 9:00 | 14.4 | 75 | 9.8
2011-10-06 09:00 | 10:00 | 15 | 69 | 10.3
2011-10-06 10:00 | 11:00 | 15 | 69 | 10.3
2011-10-06 11:00 | 12:00 | 15.6 | 67 | 11.3
2011-10-06 12:00 | 13:00 | 15 | 69 | 10.8
2011-10-06 13:00 | 14:00 | 15 | 69 | 10.3
2011-10-06 14:00 | 15:00 | 14.4 | 72 | 9.3
2011-10-06 15:00 | 16:00 | 13.9 | 72 | 10.8
2011-10-06 16:00 | 17:00 | 13.9 | 72 | 12.4
2011-10-06 17:00 | 18:00 | 12.8 | 77 | 10.3
2011-10-06 18:00 | 19:00 | 12.8 | 77 | 11.3
2011-10-06 19:00 | 20:00 | 12.8 | 77 | 10.8
2011-10-06 20:00 | 21:00 | 12.8 | 80 | 7.2
2011-10-06 21:00 | 22:00 | 12.2 | 83 | 8.2
2011-10-06 22:00 | 23:00 | 12.2 | 83 | 7.2
2011-10-06 23:00 | 24:00 | 11.1 | 86 | 6.7
2011-10-07 | 1:00 | 10.6 | 89 | 7.7
2011-10-07 01:00 | 2:00 | 10.6 | 89 | 5.2
2011-10-07 02:00 | 3:00 | 10.6 | 89 | 6.2
2011-10-07 03:00 | 4:00 | 10 | 89 | 5.7
2011-10-07 04:00 | 5:00 | 10 | 89 | 4.6
2011-10-07 05:00 | 6:00 | 9.4 | 90 | 5.7
2011-10-07 06:00 | 7:00 | 11.1 | 86 | 4.1
2011-10-07 07:00 | 8:00 | 11.1 | 86 | 5.2
2011-10-07 08:00 | 9:00 | 14.4 | 67 | 6.7
2011-10-07 09:00 | 10:00 | 15 | 69 | 6.2
2011-10-07 10:00 | 11:00 | 16.7 | 60 | 5.2
2011-10-07 11:00 | 12:00 | 17.2 | 58 | 6.2
2011-10-07 12:00 | 13:00 | 17.8 | 52 | 4.6
2011-10-07 13:00 | 14:00 | 17.8 | 52 | 3.6
2011-10-07 14:00 | 15:00 | 17.8 | 52 | 6.7
2011-10-07 15:00 | 16:00 | 17.8 | 54 | 3.6
2011-10-07 16:00 | 17:00 | 17.8 | 54 | 4.6
2011-10-07 17:00 | 18:00 | 16.1 | 75 | 4.1
2011-10-07 18:00 | 19:00 | 16.1 | 83 | 3.6
2011-10-07 19:00 | 20:00 | 16.1 | 83 | 3.6
2011-10-07 20:00 | 21:00 | 15 | 81 | 4.6
2011-10-07 21:00 | 22:00 | 13.9 | 87 | 3.6
2011-10-07 22:00 | 23:00 | 13.9 | 87 | 5.2
2011-10-07 23:00 | 24:00 | 12.2 | 97 | 4.1
2011-10-08 | 1:00 | 13.3 | 84 | 3.6
2011-10-08 01:00 | 2:00 | 13.3 | 84 | 4.6
2011-10-08 02:00 | 3:00 | 13.9 | 77 | 3.6
2011-10-08 03:00 | 4:00 | 12.2 | 86 | 3.6
2011-10-08 04:00 | 5:00 | 12.2 | 86 | 4.6
2011-10-08 05:00 | 6:00 | 12.2 | 80 | 5.2
2011-10-08 06:00 | 7:00 | 13.9 | 74 | 7.2
2011-10-08 07:00 | 8:00 | 13.9 | 74 | 6.2
2011-10-08 08:00 | 9:00 | 17.8 | 65 | 6.7
2011-10-08 09:00 | 10:00 | 18.3 | 65 | 9.3
2011-10-08 10:00 | 11:00 | 18.3 | 65 | 10.3
2011-10-08 11:00 | 12:00 | 19.4 | 61 | 7.2
2011-10-08 12:00 | 13:00 | 19.4 | 63 | 8.8
2011-10-08 13:00 | 14:00 | 19.4 | 63 | 8.2
2011-10-08 14:00 | 15:00 | 18.3 | 76 | 9.3
2011-10-08 15:00 | 16:00 | 18.3 | 78 | 8.2
2011-10-08 16:00 | 17:00 | 18.3 | 78 | 6.2
2011-10-08 17:00 | 18:00 | 17.2 | 81 | 8.2
2011-10-08 18:00 | 19:00 | 17.2 | 78 | 6.7
2011-10-08 19:00 | 20:00 | 17.2 | 78 | 7.7
2011-10-08 20:00 | 21:00 | 15.6 | 86 | 6.2
2011-10-08 21:00 | 22:00 | 15 | 87 | 6.2
2011-10-08 22:00 | 23:00 | 15 | 87 | 4.6
2011-10-08 23:00 | 24:00 | 14.4 | 84 | 6.2
2011-10-09 | 1:00 | 13.3 | 90 | 5.2
2011-10-09 01:00 | 2:00 | 13.3 | 90 | 5.2
2011-10-09 02:00 | 3:00 | 12.2 | 93 | 5.2
2011-10-09 03:00 | 4:00 | 12.2 | 90 | 5.7
2011-10-09 04:00 | 5:00 | 12.2 | 90 | 6.2
2011-10-09 05:00 | 6:00 | 11.7 | 96 | 6.2
2011-10-09 06:00 | 7:00 | 11.7 | 100 | 6.2
2011-10-09 07:00 | 8:00 | 11.7 | 100 | 5.7
2011-10-09 08:00 | 9:00 | 14.4 | 93 | 6.7
2011-10-09 09:00 | 10:00 | 15 | 93 | 5.7
2011-10-09 10:00 | 11:00 | 15 | 93 | 5.2
2011-10-09 11:00 | 12:00 | 17.8 | 78 | 4.6
2011-10-09 12:00 | 13:00 | 17.8 | 80 | 6.2
2011-10-09 13:00 | 14:00 | 17.8 | 80 | 5.2
2011-10-09 14:00 | 15:00 | 18.3 | 87 | 4.6
2011-10-09 15:00 | 16:00 | 18.3 | 87 | 5.7
2011-10-09 16:00 | 17:00 | 19.4 | 87 | 6.7
2011-10-09 17:00 | 18:00 | 19.4 | 84 | 6.7
2011-10-09 18:00 | 19:00 | 19.4 | 84 | 7.7
2011-10-09 19:00 | 20:00 | 18.9 | 87 | 8.8
2011-10-09 20:00 | 21:00 | 18.3 | 90 | 8.2
2011-10-09 21:00 | 22:00 | 18.3 | 90 | 8.2
2011-10-09 22:00 | 23:00 | 18.3 | 90 | 6.7
2011-10-09 23:00 | 24:00 | 17.2 | 100 | 5.7
2011-10-10 | 1:00 | 17.2 | 100 | 7.7
2011-10-10 01:00 | 2:00 | 18.3 | 97 | 5.7
2011-10-10 02:00 | 3:00 | 17.8 | 93 | 6.7
2011-10-10 03:00 | 4:00 | 17.2 | 97 | 7.7
2011-10-10 04:00 | 5:00 | 17.2 | 97 | 6.7
2011-10-10 05:00 | 6:00 | 17.2 | 97 | 6.7
2011-10-10 06:00 | 7:00 | 15.6 | 100 | 7.2
2011-10-10 07:00 | 8:00 | 14.4 | 100 | 7.2
2011-10-10 08:00 | 9:00 | 13.9 | 100 | 6.7
2011-10-10 09:00 | 10:00 | 12.8 | 96 | 6.2
2011-10-10 10:00 | 11:00 | 12.8 | 96 | 3.1
2011-10-10 11:00 | 12:00 | 12.2 | 100 | 4.6
2011-10-10 12:00 | 13:00 | 12.2 | 97 | 5.2
2011-10-10 13:00 | 14:00 | 12.2 | 97 | 5.2
2011-10-10 14:00 | 15:00 | 11.7 | 93 | 5.2
2011-10-10 15:00 | 16:00 | 11.1 | 97 | 5.2
2011-10-10 16:00 | 17:00 | 11.1 | 97 | 4.6
2011-10-10 17:00 | 18:00 | 11 | 87 | 4.6
2011-10-10 18:00 | 19:00 | 10.6 | 96 | 4.6
2011-10-10 19:00 | 20:00 | 10 | 100 | 3.6
2011-10-10 20:00 | 21:00 | 10 | 96 | 4.1
2011-10-10 21:00 | 22:00 | 10 | 89 | 3.1
2011-10-10 22:00 | 23:00 | 10 | 89 | 3.1
2011-10-10 23:00 | 24:00 | 9.4 | 83 | 3.1
2011-10-11 | 1:00 | 8.3 | 80 | 3.6
2011-10-11 01:00 | 2:00 | 8.3 | 80 | 4.1
2011-10-11 02:00 | 3:00 | 7.2 | 76 | 4.1
2011-10-11 03:00 | 4:00 | 7.2 | 74 | 4.1
2011-10-11 04:00 | 5:00 | 7.2 | 74 | 4.1
2011-10-11 05:00 | 6:00 | 7.2 | 70 | 4.1
2011-10-11 06:00 | 7:00 | 7.8 | 68 | 4.6
2011-10-11 07:00 | 8:00 | 7.8 | 68 | 3.6
2011-10-11 08:00 | 9:00 | 10 | 56 | 3.6
2011-10-11 09:00 | 10:00 | 11.1 | 52 | 6.7
2011-10-11 10:00 | 11:00 | 11.1 | 52 | 6.7
2011-10-11 11:00 | 12:00 | 13.3 | 45 | 6.7
2011-10-11 12:00 | 13:00 | 13.9 | 42 | 6.2
2011-10-11 13:00 | 14:00 | 13.9 | 42 | 6.7
2011-10-11 14:00 | 15:00 | 14.4 | 40 | 7.2
2011-10-11 15:00 | 16:00 | 14.4 | 39 | 6.2
2011-10-11 16:00 | 17:00 | 14.4 | 39 | 5.7
2011-10-11 17:00 | 18:00 | 11.7 | 48 | 5.2
2011-10-11 18:00 | 19:00 | 11.1 | 50 | 5.7
2011-10-11 19:00 | 20:00 | 11.1 | 50 | 4.6
2011-10-11 20:00 | 21:00 | 9.4 | 56 | 5.2
2011-10-11 21:00 | 22:00 | 8.9 | 56 | 4.1
2011-10-11 22:00 | 23:00 | 8.9 | 56 | 4.1
2011-10-11 23:00 | 24:00 | 7.8 | 60 | 2.6
2011-10-12 | 1:00 | 7.2 | 63 | 1.5
2011-10-12 01:00 | 2:00 | 7.2 | 63 | 3.6
2011-10-12 02:00 | 3:00 | 6.7 | 65 | 4.1
2011-10-12 03:00 | 4:00 | 6.7 | 65 | 4.6
2011-10-12 04:00 | 5:00 | 6.7 | 65 | 4.6
2011-10-12 05:00 | 6:00 | 6.7 | 65 | 3.6
2011-10-12 06:00 | 7:00 | 7.2 | 65 | 4.6
2011-10-12 07:00 | 8:00 | 7.2 | 65 | 3.6
2011-10-12 08:00 | 9:00 | 12.2 | 47 | 4.1
2011-10-12 09:00 | 10:00 | 13.3 | 40 | 4.1
2011-10-12 10:00 | 11:00 | 13.3 | 40 | 3.1
2011-10-12 11:00 | 12:00 | 14.4 | 46 | 3.1
2011-10-12 12:00 | 13:00 | 14.4 | 35 | 3.1
2011-10-12 13:00 | 14:00 | 14.4 | 35 | 4.6
2011-10-12 14:00 | 15:00 | 14.4 | 40 | 1.5
2011-10-12 15:00 | 16:00 | 14.4 | 42 | 2.1
2011-10-12 16:00 | 17:00 | 14.4 | 42 | 3.1
2011-10-12 17:00 | 18:00 | 12.8 | 59 | 3.6
2011-10-12 18:00 | 19:00 | 12.2 | 66 | 4.1
2011-10-12 19:00 | 20:00 | 12.2 | 66 | 4.1
2011-10-12 20:00 | 21:00 | 11.1 | 66 | 4.1
2011-10-12 21:00 | 22:00 | 10.6 | 63 | 4.6
2011-10-12 22:00 | 23:00 | 10.6 | 63 | 4.1
2011-10-12 23:00 | 24:00 | 9.4 | 68 | 4.6
2011-10-13 | 1:00 | 9.4 | 77 | 4.1
2011-10-13 01:00 | 2:00 | 9.4 | 77 | 4.6
2011-10-13 02:00 | 3:00 | 9.4 | 83 | 4.6
2011-10-13 03:00 | 4:00 | 9.4 | 86 | 5.7
2011-10-13 04:00 | 5:00 | 9.4 | 86 | 4.1
2011-10-13 05:00 | 6:00 | 9.4 | 86 | 4.1
2011-10-13 06:00 | 7:00 | 10.6 | 83 | 4.6
2011-10-13 07:00 | 8:00 | 10.6 | 83 | 5.2
2011-10-13 08:00 | 9:00 | 13.3 | 72 | 5.2
2011-10-13 09:00 | 10:00 | 15 | 67 | 5.2
2011-10-13 10:00 | 11:00 | 15 | 67 | 5.2
2011-10-13 11:00 | 12:00 | 16.1 | 67 | 4.1
2011-10-13 12:00 | 13:00 | 16.7 | 60 | 5.2
2011-10-13 13:00 | 14:00 | 16.7 | 60 | 5.2
2011-10-13 14:00 | 15:00 | 16.1 | 70 | 4.6
2011-10-13 15:00 | 16:00 | 16.7 | 72 | 5.2
2011-10-13 16:00 | 17:00 | 16.7 | 72 | 6.2
2011-10-13 17:00 | 18:00 | 15 | 75 | 5.7
2011-10-13 18:00 | 19:00 | 13.9 | 80 | 6.2
2011-10-13 19:00 | 20:00 | 13.9 | 80 | 5.2
2011-10-13 20:00 | 21:00 | 12.2 | 86 | 4.6
2011-10-13 21:00 | 22:00 | 11.7 | 93 | 5.2
2011-10-13 22:00 | 23:00 | 11.7 | 93 | 5.7
2011-10-13 23:00 | 24:00 | 11.1 | 97 | 5.2
2011-10-14 | 1:00 | 11.1 | 97 | 3.1
2011-10-14 01:00 | 2:00 | 11.1 | 97 | 2.1
2011-10-14 02:00 | 3:00 | 12.2 | 93 | 2.1
2011-10-14 03:00 | 4:00 | 12.8 | 93 | 3.6
2011-10-14 04:00 | 5:00 | 12.8 | 93 | 3.1
2011-10-14 05:00 | 6:00 | 12.8 | 93 | 3.1
2011-10-14 06:00 | 7:00 | 13.3 | 93 | 4.1
2011-10-14 07:00 | 8:00 | 13.3 | 93 | 3.6
2011-10-14 08:00 | 9:00 | 17.2 | 84 | 3.6
2011-10-14 09:00 | 10:00 | 18.3 | 78 | 3.6
2011-10-14 10:00 | 11:00 | 18.3 | 78 | 2.6
2011-10-14 11:00 | 12:00 | 20.6 | 61 | 5.2
2011-10-14 12:00 | 13:00 | 21.7 | 57 | 6.2
2011-10-14 13:00 | 14:00 | 21.7 | 57 | 5.2
2011-10-14 14:00 | 15:00 | 21.1 | 53 | 5.2
2011-10-14 15:00 | 16:00 | 20.6 | 53 | 4.6
2011-10-14 16:00 | 17:00 | 20.6 | 53 | 4.6
2011-10-14 17:00 | 18:00 | 18.3 | 73 | 4.1
2011-10-14 18:00 | 19:00 | 17.8 | 75 | 5.7
2011-10-14 19:00 | 20:00 | 17.8 | 75 | 7.2
2011-10-14 20:00 | 21:00 | 16.1 | 75 | 7.2
2011-10-14 21:00 | 22:00 | 15.6 | 75 | 6.2
2011-10-14 22:00 | 23:00 | 15.6 | 75 | 7.2
2011-10-14 23:00 | 24:00 | 12.8 | 69 | 9.8
2011-10-15 | 1:00 | 11.1 | 61 | 6.7
2011-10-15 01:00 | 2:00 | 11.1 | 61 | 8.2
2011-10-15 02:00 | 3:00 | 9.4 | 63 | 5.2
2011-10-15 03:00 | 4:00 | 8.9 | 63 | 6.7
2011-10-15 04:00 | 5:00 | 8.9 | 63 | 7.2
2011-10-15 05:00 | 6:00 | 7.8 | 60 | 6.2
2011-10-15 06:00 | 7:00 | 8.3 | 58 | 7.7
2011-10-15 07:00 | 8:00 | 8.3 | 58 | 7.2
2011-10-15 08:00 | 9:00 | 10 | 52 | 6.2
2011-10-15 09:00 | 10:00 | 11.1 | 48 | 7.7
2011-10-15 10:00 | 11:00 | 11.1 | 48 | 7.7
2011-10-15 11:00 | 12:00 | 13.3 | 42 | 7.7
2011-10-15 12:00 | 13:00 | 14.4 | 39 | 7.7
2011-10-15 13:00 | 14:00 | 14.4 | 39 | 7.7
2011-10-15 14:00 | 15:00 | 15 | 34 | 9.3
2011-10-15 15:00 | 16:00 | 12.8 | 57 | 7.7
2011-10-15 16:00 | 17:00 | 12.8 | 57 | 6.7
2011-10-15 17:00 | 18:00 | 11.1 | 63 | 5.2
2011-10-15 18:00 | 19:00 | 11.1 | 66 | 5.2
2011-10-15 19:00 | 20:00 | 11.1 | 66 | 4.6
2011-10-15 20:00 | 21:00 | 11.1 | 50 | 4.6
2011-10-15 21:00 | 22:00 | 9.4 | 54 | 5.2
2011-10-15 22:00 | 23:00 | 9.4 | 54 | 4.6
2011-10-15 23:00 | 24:00 | 7.8 | 58 | 5.2
2011-10-16 | 1:00 | 7.2 | 68 | 6.2
2011-10-16 01:00 | 2:00 | 7.2 | 68 | 4.6
2011-10-16 02:00 | 3:00 | 6.1 | 73 | 4.1
2011-10-16 03:00 | 4:00 | 6.1 | 73 | 5.2
2011-10-16 04:00 | 5:00 | 6.1 | 73 | 4.6
2011-10-16 05:00 | 6:00 | 5.6 | 79 | 6.2
2011-10-16 06:00 | 7:00 | 6.7 | 76 | 4.6
2011-10-16 07:00 | 8:00 | 6.7 | 76 | 4.6
2011-10-16 08:00 | 9:00 | 11.7 | 59 | 3.1
2011-10-16 09:00 | 10:00 | 12.2 | 57 | 3.6
2011-10-16 10:00 | 11:00 | 12.2 | 57 | 3.6
2011-10-16 11:00 | 12:00 | 12.8 | 59 | 3.6
2011-10-16 12:00 | 13:00 | 12.8 | 62 | 2.6
2011-10-16 13:00 | 14:00 | 12.8 | 62 | 4.6
2011-10-16 14:00 | 15:00 | 11.7 | 63 | 3.1
2011-10-16 15:00 | 16:00 | 11.7 | 66 | 3.6
2011-10-16 16:00 | 17:00 | 11.7 | 66 | 5.7
2011-10-16 17:00 | 18:00 | 11.1 | 69 | 4.6
2011-10-16 18:00 | 19:00 | 10.6 | 71 | 5.2
2011-10-16 19:00 | 20:00 | 10.6 | 71 | 4.6
2011-10-16 20:00 | 21:00 | 9.4 | 83 | 3.6
2011-10-16 21:00 | 22:00 | 9.4 | 83 | 4.1
2011-10-16 22:00 | 23:00 | 9.4 | 83 | 3.6
2011-10-16 23:00 | 24:00 | 8.9 | 83 | 3.1
2011-10-17 | 1:00 | 8.9 | 86 | 3.1
2011-10-17 01:00 | 2:00 | 8.9 | 86 | 3.6
2011-10-17 02:00 | 3:00 | 8.3 | 93 | 3.6
2011-10-17 03:00 | 4:00 | 8.3 | 93 | 4.1
2011-10-17 04:00 | 5:00 | 8.3 | 93 | 4.6
2011-10-17 05:00 | 6:00 | 7.8 | 96 | 4.6
2011-10-17 06:00 | 7:00 | 9.4 | 93 | 5.2
2011-10-17 07:00 | 8:00 | 9.4 | 93 | 5.2
2011-10-17 08:00 | 9:00 | 14.4 | 72 | 6.2
2011-10-17 09:00 | 10:00 | 16.7 | 62 | 7.7
2011-10-17 10:00 | 11:00 | 16.7 | 62 | 7.7
2011-10-17 11:00 | 12:00 | 20 | 50 | 7.7
2011-10-17 12:00 | 13:00 | 20.6 | 53 | 7.2
2011-10-17 13:00 | 14:00 | 20.6 | 53 | 7.2
2011-10-17 14:00 | 15:00 | 21.1 | 55 | 5.2
2011-10-17 15:00 | 16:00 | 21.1 | 57 | 5.2
2011-10-17 16:00 | 17:00 | 21.1 | 57 | 5.7
2011-10-17 17:00 | 18:00 | 18.9 | 68 | 5.2
2011-10-17 18:00 | 19:00 | 17.8 | 73 | 6.2
2011-10-17 19:00 | 20:00 | 17.8 | 73 | 5.2
2011-10-17 20:00 | 21:00 | 16.7 | 78 | 6.2
2011-10-17 21:00 | 22:00 | 16.7 | 80 | 6.2
2011-10-17 22:00 | 23:00 | 16.7 | 80 | 6.2
2011-10-17 23:00 | 24:00 | 16.7 | 80 | 5.7
2011-10-18 | 1:00 | 16.7 | 84 | 6.7
2011-10-18 01:00 | 2:00 | 16.7 | 84 | 6.2
2011-10-18 02:00 | 3:00 | 17.2 | 81 | 5.7
2011-10-18 03:00 | 4:00 | 17.8 | 78 | 5.2
2011-10-18 04:00 | 5:00 | 17.8 | 78 | 5.2
2011-10-18 05:00 | 6:00 | 17.2 | 81 | 5.2
2011-10-18 06:00 | 7:00 | 17.8 | 80 | 5.2
2011-10-18 07:00 | 8:00 | 17.8 | 80 | 5.7
2011-10-18 08:00 | 9:00 | 20.6 | 70 | 5.2
2011-10-18 09:00 | 10:00 | 22.2 | 64 | 5.7
2011-10-18 10:00 | 11:00 | 22.2 | 64 | 6.2
2011-10-18 11:00 | 12:00 | 22.2 | 64 | 5.2
2011-10-18 12:00 | 13:00 | 22.2 | 68 | 4.6
2011-10-18 13:00 | 14:00 | 22.2 | 68 | 5.7
2011-10-18 14:00 | 15:00 | 20.6 | 73 | 4.6
2011-10-18 15:00 | 16:00 | 19.4 | 79 | 4.6
2011-10-18 16:00 | 17:00 | 19.4 | 79 | 3.6
2011-10-18 17:00 | 18:00 | 18.3 | 81 | 3.6
2011-10-18 18:00 | 19:00 | 18.3 | 81 | 3.1
2011-10-18 19:00 | 20:00 | 18.3 | 81 | 3.1
2011-10-18 20:00 | 21:00 | 21.1 | 73 | 3.1
2011-10-18 21:00 | 22:00 | 18.9 | 81 | 3.1
2011-10-18 22:00 | 23:00 | 18.9 | 81 | 4.6
2011-10-18 23:00 | 24:00 | 16.7 | 93 | 3.6
2011-10-19 | 1:00 | 17.8 | 90 | 3.1
2011-10-19 01:00 | 2:00 | 17.8 | 90 | 4.1
2011-10-19 02:00 | 3:00 | 17 | 100 | 3.1
2011-10-19 03:00 | 4:00 | 15.6 | 100 | 4.1
2011-10-19 04:00 | 5:00 | 15.6 | 100 | 4.6
2011-10-19 05:00 | 6:00 | 13.9 | 100 | 4.6
2011-10-19 06:00 | 7:00 | 14.4 | 97 | 4.6
2011-10-19 07:00 | 8:00 | 14.4 | 97 | 3.6
2011-10-19 08:00 | 9:00 | 14.4 | 97 | 3.6
2011-10-19 09:00 | 10:00 | 15.6 | 93 | 4.1
2011-10-19 10:00 | 11:00 | 15.6 | 93 | 3.6
2011-10-19 11:00 | 12:00 | 15.6 | 96 | 3.6
2011-10-19 12:00 | 13:00 | 15.6 | 96 | 2.1
2011-10-19 13:00 | 14:00 | 16.1 | 93 | 2.1
2011-10-19 14:00 | 15:00 | 16.7 | 93 | 3.1
2011-10-19 15:00 | 16:00 | 15.6 | 96 | 3.1
2011-10-19 16:00 | 17:00 | 15 | 100 | 3.1
2011-10-19 17:00 | 18:00 | 14.4 | 100 | 4.1
2011-10-19 18:00 | 19:00 | 19.4 | 84 | 3.6
2011-10-19 19:00 | 20:00 | 19.4 | 84 | 5.2
2011-10-19 20:00 | 21:00 | 20 | 76 | 5.2
2011-10-19 21:00 | 22:00 | 20.6 | 73 | 4.6
2011-10-19 22:00 | 23:00 | 20.6 | 73 | 5.2
2011-10-19 23:00 | 24:00 | 20 | 78 | 5.7
2011-10-20 | 1:00 | 19.4 | 84 | 5.2
2011-10-20 01:00 | 2:00 | 19.4 | 84 | 5.7
2011-10-20 02:00 | 3:00 | 18.9 | 87 | 5.2
2011-10-20 03:00 | 4:00 | 18.9 | 90 | 5.2
2011-10-20 04:00 | 5:00 | 18.9 | 90 | 5.7
2011-10-20 05:00 | 6:00 | 19.4 | 87 | 5.2
2011-10-20 06:00 | 7:00 | 20 | 84 | 5.2
2011-10-20 07:00 | 8:00 | 20 | 84 | 5.7
2011-10-20 08:00 | 9:00 | 22.8 | 73 | 4.6
2011-10-20 09:00 | 10:00 | 23.9 | 69 | 6.2
2011-10-20 10:00 | 11:00 | 23.9 | 69 | 5.7
2011-10-20 11:00 | 12:00 | 26.7 | 49 | 6.7
2011-10-20 12:00 | 13:00 | 27.2 | 41 | 6.2
2011-10-20 13:00 | 14:00 | 27.2 | 41 | 6.7
2011-10-20 14:00 | 15:00 | 26.1 | 38 | 6.2
2011-10-20 15:00 | 16:00 | 25 | 40 | 5.2
2011-10-20 16:00 | 17:00 | 25 | 40 | 4.6
2011-10-20 17:00 | 18:00 | 22.8 | 46 | 4.1
2011-10-20 18:00 | 19:00 | 21.1 | 46 | 4.6
2011-10-20 19:00 | 20:00 | 21.1 | 46 | 4.1
2011-10-20 20:00 | 21:00 | 19.4 | 51 | 3.6
2011-10-20 21:00 | 22:00 | 18.3 | 54 | 3.1
2011-10-20 22:00 | 23:00 | 18.3 | 54 | 3.1
2011-10-20 23:00 | 24:00 | 16.7 | 58 | 3.1
2011-10-21 | 1:00 | 14.4 | 70 | 3.6
2011-10-21 01:00 | 2:00 | 14.4 | 70 | 3.6
2011-10-21 02:00 | 3:00 | 13.3 | 77 | 3.1
2011-10-21 03:00 | 4:00 | 14.4 | 78 | 4.1
2011-10-21 04:00 | 5:00 | 13.9 | 80 | 3.1
2011-10-21 05:00 | 6:00 | 13.9 | 87 | 3.6
2011-10-21 06:00 | 7:00 | 14.4 | 70 | 5.7
2011-10-21 07:00 | 8:00 | 14.4 | 70 | 7.2
2011-10-21 08:00 | 9:00 | 15.6 | 72 | 7.2
2011-10-21 09:00 | 10:00 | 15.6 | 78 | 7.2
2011-10-21 10:00 | 11:00 | 15.6 | 78 | 7.2
2011-10-21 11:00 | 12:00 | 15.6 | 80 | 7.2
2011-10-21 12:00 | 13:00 | 16.1 | 78 | 6.7
2011-10-21 13:00 | 14:00 | 16.1 | 78 | 6.7
2011-10-21 14:00 | 15:00 | 15 | 83 | 6.7
2011-10-21 15:00 | 16:00 | 15 | 82 | 6.7
2011-10-21 16:00 | 17:00 | 15 | 81 | 5.7
2011-10-21 17:00 | 18:00 | 14.4 | 84 | 2.6
2011-10-21 18:00 | 19:00 | 14.4 | 87 | 3.1
2011-10-21 19:00 | 20:00 | 14.4 | 87 | 5.2
2011-10-21 20:00 | 21:00 | 14.4 | 93 | 4.1
2011-10-21 21:00 | 22:00 | 13.9 | 100 | 4.1
2011-10-21 22:00 | 23:00 | 13.9 | 100 | 3.1
2011-10-21 23:00 | 24:00 | 14.4 | 100 | 3.6
2011-10-22 | 1:00 | 15 | 100 | 4.6
2011-10-22 01:00 | 2:00 | 15 | 100 | 5.2
2011-10-22 02:00 | 3:00 | 15 | 100 | 4.1
2011-10-22 03:00 | 4:00 | 16.1 | 100 | 4.1
2011-10-22 04:00 | 5:00 | 16.1 | 100 | 4.1
2011-10-22 05:00 | 6:00 | 16.7 | 100 | 3.6
2011-10-22 06:00 | 7:00 | 16.1 | 100 | 3.6
2011-10-22 07:00 | 8:00 | 17.2 | 100 | 3.1
2011-10-22 08:00 | 9:00 | 16.7 | 100 | 3.1
2011-10-22 09:00 | 10:00 | 19 | 94 | 4.1
2011-10-22 10:00 | 11:00 | 19.4 | 93 | 4.6
2011-10-22 11:00 | 12:00 | 20.6 | 87 | 5.2
2011-10-22 12:00 | 13:00 | 19.4 | 90 | 4.6
2011-10-22 13:00 | 14:00 | 19.4 | 90 | 5.7
2011-10-22 14:00 | 15:00 | 18.9 | 90 | 6.2
2011-10-22 15:00 | 16:00 | 18.3 | 93 | 6.2
2011-10-22 16:00 | 17:00 | 18.3 | 93 | 5.2
2011-10-22 17:00 | 18:00 | 17.2 | 100 | 6.2
2011-10-22 18:00 | 19:00 | 16.7 | 100 | 4.1
2011-10-22 19:00 | 20:00 | 16.7 | 100 | 6.7
2011-10-22 20:00 | 21:00 | 18.9 | 100 | 6.7
2011-10-22 21:00 | 22:00 | 17.8 | 100 | 5.7
2011-10-22 22:00 | 23:00 | 17.8 | 100 | 5.2
2011-10-22 23:00 | 24:00 | 18.3 | 100 | 5.7
2011-10-23 | 1:00 | 18.3 | 100 | 5.2
2011-10-23 01:00 | 2:00 | 18.3 | 100 | 4.1
2011-10-23 02:00 | 3:00 | 17.8 | 100 | 6.7
2011-10-23 03:00 | 4:00 | 17 | 100 | 7.2
2011-10-23 04:00 | 5:00 | 17.2 | 100 | 7.2
2011-10-23 05:00 | 6:00 | 17.2 | 97 | 6.7
2011-10-23 06:00 | 7:00 | 17.2 | 97 | 6.7
2011-10-23 07:00 | 8:00 | 17.2 | 97 | 7.7
2011-10-23 08:00 | 9:00 | 17.8 | 96 | 6.2
2011-10-23 09:00 | 10:00 | 18.3 | 93 | 6.2
2011-10-23 10:00 | 11:00 | 18.3 | 93 | 8.2
2011-10-23 11:00 | 12:00 | 15 | 100 | 7.7
2011-10-23 12:00 | 13:00 | 15 | 96 | 7.7
2011-10-23 13:00 | 14:00 | 13.3 | 100 | 7.2
2011-10-23 14:00 | 15:00 | 12.2 | 86 | 6.2
2011-10-23 15:00 | 16:00 | 12.2 | 83 | 7.7
2011-10-23 16:00 | 17:00 | 11.7 | 80 | 7.7
2011-10-23 17:00 | 18:00 | 8.9 | 73 | 7.7
2011-10-23 18:00 | 19:00 | 8.3 | 74 | 6.7
2011-10-23 19:00 | 20:00 | 7.8 | 71 | 6.2
2011-10-23 20:00 | 21:00 | 7.2 | 70 | 6.2
2011-10-23 21:00 | 22:00 | 7.2 | 70 | 7.2
2011-10-23 22:00 | 23:00 | 7.2 | 70 | 8.2
2011-10-23 23:00 | 24:00 | 7.2 | 70 | 6.7
2011-10-24 | 1:00 | 7.2 | 70 | 6.2
2011-10-24 01:00 | 2:00 | 7.2 | 70 | 5.2
2011-10-24 02:00 | 3:00 | 7.8 | 71 | 4.6
2011-10-24 03:00 | 4:00 | 8.3 | 65 | 5.2
2011-10-24 04:00 | 5:00 | 8.3 | 65 | 3.1
2011-10-24 05:00 | 6:00 | 8.3 | 60 | 4.1
2011-10-24 06:00 | 7:00 | 8.3 | 58 | 5.7
2011-10-24 07:00 | 8:00 | 8.3 | 58 | 6.2
2011-10-24 08:00 | 9:00 | 9.4 | 49 | 5.7
2011-10-24 09:00 | 10:00 | 11.1 | 46 | 4.1
2011-10-24 10:00 | 11:00 | 11.1 | 46 | 5.2
2011-10-24 11:00 | 12:00 | 12.8 | 34 | 5.2
2011-10-24 12:00 | 13:00 | 13.3 | 30 | 6.2
2011-10-24 13:00 | 14:00 | 13.3 | 30 | 6.2
2011-10-24 14:00 | 15:00 | 14.4 | 27 | 6.7
2011-10-24 15:00 | 16:00 | 13.9 | 28 | 7.7
2011-10-24 16:00 | 17:00 | 13.9 | 28 | 6.7
2011-10-24 17:00 | 18:00 | 12.8 | 27 | 5.2
2011-10-24 18:00 | 19:00 | 12.2 | 43 | 5.2
2011-10-24 19:00 | 20:00 | 12.2 | 43 | 6.7
2011-10-24 20:00 | 21:00 | 12.2 | 49 | 6.2
2011-10-24 21:00 | 22:00 | 12.2 | 50 | 6.2
2011-10-24 22:00 | 23:00 | 12.2 | 50 | 5.7
2011-10-24 23:00 | 24:00 | 10 | 61 | 5.2
2011-10-25 | 1:00 | 10.6 | 58 | 4.1
2011-10-25 01:00 | 2:00 | 10.6 | 58 | 5.2
2011-10-25 02:00 | 3:00 | 10.6 | 63 | 4.6
2011-10-25 03:00 | 4:00 | 10.6 | 63 | 4.1
2011-10-25 04:00 | 5:00 | 10.6 | 63 | 5.2
2011-10-25 05:00 | 6:00 | 10.6 | 65 | 3.6
2011-10-25 06:00 | 7:00 | 11.1 | 61 | 3.6
2011-10-25 07:00 | 8:00 | 11.1 | 61 | 3.1
2011-10-25 08:00 | 9:00 | 12.8 | 52 | 3.1
2011-10-25 09:00 | 10:00 | 13.3 | 43 | 5.2
2011-10-25 10:00 | 11:00 | 13.3 | 43 | 6.2
2011-10-25 11:00 | 12:00 | 15.6 | 39 | 5.7
2011-10-25 12:00 | 13:00 | 15.6 | 36 | 4.6
2011-10-25 13:00 | 14:00 | 15.6 | 36 | 6.7
2011-10-25 14:00 | 15:00 | 15 | 33 | 5.7
2011-10-25 15:00 | 16:00 | 13.9 | 33 | 6.2
2011-10-25 16:00 | 17:00 | 13.9 | 33 | 5.2
2011-10-25 17:00 | 18:00 | 11.1 | 44 | 5.7
2011-10-25 18:00 | 19:00 | 10.6 | 46 | 6.2
2011-10-25 19:00 | 20:00 | 10.6 | 46 | 5.2
2011-10-25 20:00 | 21:00 | 9.4 | 49 | 6.2
2011-10-25 21:00 | 22:00 | 8.3 | 51 | 6.2
2011-10-25 22:00 | 23:00 | 8.3 | 51 | 5.2
2011-10-25 23:00 | 24:00 | 7.8 | 55 | 5.2
2011-10-26 | 1:00 | 7.2 | 57 | 5.7
2011-10-26 01:00 | 2:00 | 7.2 | 57 | 5.2
2011-10-26 02:00 | 3:00 | 6.1 | 65 | 5.2
2011-10-26 03:00 | 4:00 | 6.1 | 59 | 4.6
2011-10-26 04:00 | 5:00 | 6.1 | 59 | 3.6
2011-10-26 05:00 | 6:00 | 5.6 | 51 | 3.6
2011-10-26 06:00 | 7:00 | 5.6 | 53 | 2.6
2011-10-26 07:00 | 8:00 | 5.6 | 53 | 4.1
2011-10-26 08:00 | 9:00 | 7.2 | 42 | 4.1
2011-10-26 09:00 | 10:00 | 7.8 | 40 | 4.1
2011-10-26 10:00 | 11:00 | 7.8 | 40 | 4.1
2011-10-26 11:00 | 12:00 | 8.3 | 37 | 3.1
2011-10-26 12:00 | 13:00 | 8.3 | 37 | 2.6
2011-10-26 13:00 | 14:00 | 8.3 | 37 | 3.1
2011-10-26 14:00 | 15:00 | 8.3 | 33 | 3.6
2011-10-26 15:00 | 16:00 | 7.8 | 36 | 3.6
2011-10-26 16:00 | 17:00 | 7.8 | 36 | 3.6
2011-10-26 17:00 | 18:00 | 6.7 | 39 | 4.6
2011-10-26 18:00 | 19:00 | 6.1 | 43 | 5.2
2011-10-26 19:00 | 20:00 | 6.1 | 43 | 4.1
2011-10-26 20:00 | 21:00 | 5 | 46 | 5.7
2011-10-26 21:00 | 22:00 | 4.4 | 51 | 8.2
2011-10-26 22:00 | 23:00 | 4.4 | 51 | 7.7
2011-10-26 23:00 | 24:00 | 3.9 | 55 | 7.2
2011-10-27 | 1:00 | 3.3 | 60 | 7.2
2011-10-27 01:00 | 2:00 | 3.3 | 60 | 7.7
2011-10-27 02:00 | 3:00 | 3.3 | 60 | 5.7
2011-10-27 03:00 | 4:00 | 3.3 | 63 | 6.7
2011-10-27 04:00 | 5:00 | 3.3 | 63 | 7.7
2011-10-27 05:00 | 6:00 | 2.8 | 65 | 7.7
2011-10-27 06:00 | 7:00 | 3.3 | 63 | 6.2
2011-10-27 07:00 | 8:00 | 3.3 | 63 | 7.2
2011-10-27 08:00 | 9:00 | 5.6 | 56 | 6.2
2011-10-27 09:00 | 10:00 | 6.7 | 47 | 4.6
2011-10-27 10:00 | 11:00 | 6.7 | 47 | 5.7
2011-10-27 11:00 | 12:00 | 7.8 | 42 | 4.1
2011-10-27 12:00 | 13:00 | 8.9 | 41 | 4.6
2011-10-27 13:00 | 14:00 | 8.9 | 41 | 4.1
2011-10-27 14:00 | 15:00 | 8.9 | 39 | 4.1
2011-10-27 15:00 | 16:00 | 7.8 | 40 | 4.1
2011-10-27 16:00 | 17:00 | 7.8 | 40 | 4.6
2011-10-27 17:00 | 18:00 | 6.1 | 45 | 4.1
2011-10-27 18:00 | 19:00 | 5.6 | 46 | 3.1
2011-10-27 19:00 | 20:00 | 5.6 | 46 | 4.1
2011-10-27 20:00 | 21:00 | 3.9 | 52 | 4.1
2011-10-27 21:00 | 22:00 | 3.3 | 57 | 3.6
2011-10-27 22:00 | 23:00 | 3.3 | 57 | 2.6
2011-10-27 23:00 | 24:00 | 2.8 | 59 | 3.6
2011-10-28 | 1:00 | 2.2 | 62 | 4.1
2011-10-28 01:00 | 2:00 | 2.2 | 62 | 3.1
2011-10-28 02:00 | 3:00 | 1.7 | 64 | 4.1
2011-10-28 03:00 | 4:00 | 1.1 | 70 | 5.7
2011-10-28 04:00 | 5:00 | 1.1 | 70 | 4.6
2011-10-28 05:00 | 6:00 | 1.1 | 70 | 5.2
2011-10-28 06:00 | 7:00 | 1.7 | 70 | 5.2
2011-10-28 07:00 | 8:00 | 1.7 | 70 | 5.7
2011-10-28 08:00 | 9:00 | 4.4 | 70 | 4.1
2011-10-28 09:00 | 10:00 | 7.2 | 60 | 5.2
2011-10-28 10:00 | 11:00 | 7.2 | 60 | 5.7
2011-10-28 11:00 | 12:00 | 8.9 | 66 | 5.7
2011-10-28 12:00 | 13:00 | 8.3 | 71 | 7.2
2011-10-28 13:00 | 14:00 | 8.3 | 71 | 6.7
2011-10-28 14:00 | 15:00 | 7.8 | 79 | 7.2
2011-10-28 15:00 | 16:00 | 7.8 | 79 | 5.7
2011-10-28 16:00 | 17:00 | 7.2 | 86 | 5.7
2011-10-28 17:00 | 18:00 | 7.2 | 90 | 6.2
2011-10-28 18:00 | 19:00 | 7.2 | 93 | 5.7
2011-10-28 19:00 | 20:00 | 7.2 | 93 | 6.2
2011-10-28 20:00 | 21:00 | 7.2 | 93 | 5.2
2011-10-28 21:00 | 22:00 | 8.3 | 93 | 5.2
2011-10-28 22:00 | 23:00 | 8.3 | 93 | 4.1
2011-10-28 23:00 | 24:00 | 9.4 | 93 | 4.1
2011-10-29 | 1:00 | 9.4 | 93 | 4.1
2011-10-29 01:00 | 2:00 | 9.4 | 93 | 3.6
2011-10-29 02:00 | 3:00 | 10.6 | 96 | 4.1
2011-10-29 03:00 | 4:00 | 11.1 | 97 | 5.2
2011-10-29 04:00 | 5:00 | 11.1 | 97 | 4.6
2011-10-29 05:00 | 6:00 | 12.2 | 97 | 5.7
2011-10-29 06:00 | 7:00 | 12.8 | 96 | 5.7
2011-10-29 07:00 | 8:00 | 12.2 | 100 | 4.6
2011-10-29 08:00 | 9:00 | 10.6 | 96 | 5.2
2011-10-29 09:00 | 10:00 | 9.4 | 90 | 4.6
2011-10-29 10:00 | 11:00 | 9.4 | 90 | 7.2
2011-10-29 11:00 | 12:00 | 8.3 | 90 | 8.2
2011-10-29 12:00 | 13:00 | 7.8 | 86 | 7.7
2011-10-29 13:00 | 14:00 | 7.8 | 86 | 8.8
2011-10-29 14:00 | 15:00 | 7.2 | 90 | 8.2
2011-10-29 15:00 | 16:00 | 7.2 | 93 | 7.2
2011-10-29 16:00 | 17:00 | 7.2 | 93 | 6.7
2011-10-29 17:00 | 18:00 | 7.2 | 93 | 7.7
2011-10-29 18:00 | 19:00 | 7.2 | 86 | 8.2
2011-10-29 19:00 | 20:00 | 7.2 | 86 | 8.2
2011-10-29 20:00 | 21:00 | 7.2 | 82 | 9.3
2011-10-29 21:00 | 22:00 | 6.7 | 89 | 7.7
2011-10-29 22:00 | 23:00 | 6.7 | 89 | 6.7
2011-10-29 23:00 | 24:00 | 7.2 | 90 | 7.7
2011-10-30 | 1:00 | 7.2 | 90 | 6.2
2011-10-30 01:00 | 2:00 | 7.2 | 86 | 7.2
2011-10-30 02:00 | 3:00 | 6.7 | 89 | 7.7
2011-10-30 03:00 | 4:00 | 6.7 | 89 | 7.7
2011-10-30 04:00 | 5:00 | 6.7 | 85 | 6.7
2011-10-30 05:00 | 6:00 | 5.6 | 85 | 6.7
2011-10-30 06:00 | 7:00 | 6.1 | 86 | 7.7
2011-10-30 07:00 | 8:00 | 6.1 | 86 | 7.2
2011-10-30 08:00 | 9:00 | 7.2 | 80 | 7.7
2011-10-30 09:00 | 10:00 | 7.8 | 82 | 8.2
2011-10-30 10:00 | 11:00 | 7.8 | 82 | 8.2
2011-10-30 11:00 | 12:00 | 10 | 71 | 6.7
2011-10-30 12:00 | 13:00 | 10.6 | 68 | 8.8
2011-10-30 13:00 | 14:00 | 10.6 | 68 | 9.8
2011-10-30 14:00 | 15:00 | 12.2 | 64 | 9.3
2011-10-30 15:00 | 16:00 | 12.2 | 64 | 7.7
2011-10-30 16:00 | 17:00 | 12.2 | 64 | 6.7
2011-10-30 17:00 | 18:00 | 12.8 | 62 | 7.7
2011-10-30 18:00 | 19:00 | 12.8 | 62 | 8.8
2011-10-30 19:00 | 20:00 | 12.8 | 62 | 7.7
2011-10-30 20:00 | 21:00 | 12.8 | 64 | 6.2
2011-10-30 21:00 | 22:00 | 12.8 | 69 | 5.7
2011-10-30 22:00 | 23:00 | 12.8 | 69 | 6.7
2011-10-30 23:00 | 24:00 | 13.3 | 69 | 6.2
2011-10-31 | 1:00 | 13.9 | 69 | 6.2
2011-10-31 01:00 | 2:00 | 13.9 | 69 | 5.2
2011-10-31 02:00 | 3:00 | 15.6 | 69 | 5.7
2011-10-31 03:00 | 4:00 | 15.6 | 69 | 5.2
2011-10-31 04:00 | 5:00 | 15.6 | 69 | 5.2
2011-10-31 05:00 | 6:00 | 15.6 | 72 | 5.7
2011-10-31 06:00 | 7:00 | 15 | 75 | 5.2
2011-10-31 07:00 | 8:00 | 15 | 75 | 5.2
2011-10-31 08:00 | 9:00 | 15 | 72 | 5.7
2011-10-31 09:00 | 10:00 | 16.1 | 62 | 4.6
2011-10-31 10:00 | 11:00 | 16.1 | 62 | 5.7
2011-10-31 11:00 | 12:00 | 16.7 | 62 | 6.2
2011-10-31 12:00 | 13:00 | 16.1 | 64 | 5.2
2011-10-31 13:00 | 14:00 | 16.1 | 64 | 4.6
2011-10-31 14:00 | 15:00 | 14.4 | 72 | 4.6
2011-10-31 15:00 | 16:00 | 13.3 | 77 | 3.6
2011-10-31 16:00 | 17:00 | 13.3 | 77 | 4.1
2011-10-31 17:00 | 18:00 | 12.8 | 83 | 4.6
2011-10-31 18:00 | 19:00 | 9.1 | 89 | 6.2
2011-10-31 19:00 | 20:00 | 8.9 | 90 | 5.2
2011-10-31 20:00 | 21:00 | 8.4 | 90 | 6.2
2011-10-31 21:00 | 22:00 | 8.2 | 86 | 5.8
2011-10-31 22:00 | 23:00 | 7.9 | 82 | 5.5
2011-10-31 23:00 | 24:00 | 7.4 | 77 | 5.1
2016-11-01 | 1:00 | 6.8 | 73 | 4.7
2016-11-01 01:00 | 2:00 | 6.5 | 72 | 4.3
2016-11-01 02:00 | 3:00 | 6.1 | 71 | 4
2016-11-01 03:00 | 4:00 | 5.8 | 72 | 3.6
2016-11-01 04:00 | 5:00 | 5.7 | 72 | 2.1
2016-11-01 05:00 | 6:00 | 6.1 | 70 | 2.1
2016-11-01 06:00 | 7:00 | 5.6 | 73 | 5.7
2016-11-01 07:00 | 8:00 | 5.6 | 73 | 4.6
2016-11-01 08:00 | 9:00 | 7.8 | 63 | 6.7
2016-11-01 09:00 | 10:00 | 8.9 | 58 | 7.7
2016-11-01 10:00 | 11:00 | 8.9 | 58 | 6.2
2016-11-01 11:00 | 12:00 | 10.6 | 52 | 6.7
2016-11-01 12:00 | 13:00 | 11.1 | 50 | 6.7
2016-11-01 13:00 | 14:00 | 11.1 | 50 | 6.7
2016-11-01 14:00 | 15:00 | 10 | 50 | 5.7
2016-11-01 15:00 | 16:00 | 9.4 | 49 | 4.1
2016-11-01 16:00 | 17:00 | 9.4 | 49 | 3.6
2016-11-01 17:00 | 18:00 | 7.2 | 60 | 3.1
2016-11-01 18:00 | 19:00 | 6.1 | 62 | 3.1
2016-11-01 19:00 | 20:00 | 6.1 | 62 | 3.1
2016-11-01 20:00 | 21:00 | 5 | 67 | 2.1
2016-11-01 21:00 | 22:00 | 4.4 | 67 | 3.1
2016-11-01 22:00 | 23:00 | 4.4 | 67 | 2.6
2016-11-01 23:00 | 24:00 | 3.3 | 72 | 3.1
2016-11-02 | 1:00 | 2.8 | 78 | 3.6
2016-11-02 01:00 | 2:00 | 2.8 | 78 | 4.6
2016-11-02 02:00 | 3:00 | 2.2 | 81 | 5.2
2016-11-02 03:00 | 4:00 | 1.7 | 84 | 5.2
2016-11-02 04:00 | 5:00 | 1.7 | 84 | 4.6
2016-11-02 05:00 | 6:00 | 1.1 | 84 | 5.7
2016-11-02 06:00 | 7:00 | 2.2 | 81 | 4.6
2016-11-02 07:00 | 8:00 | 2.2 | 81 | 6.2
2016-11-02 08:00 | 9:00 | 6.1 | 73 | 7.7
2016-11-02 09:00 | 10:00 | 8.9 | 68 | 7.2
2016-11-02 10:00 | 11:00 | 8.9 | 68 | 6.7
2016-11-02 11:00 | 12:00 | 9.4 | 68 | 7.2
2016-11-02 12:00 | 13:00 | 10 | 71 | 7.7
2016-11-02 13:00 | 14:00 | 10 | 71 | 7.7
2016-11-02 14:00 | 15:00 | 10 | 71 | 6.2
2016-11-02 15:00 | 16:00 | 10 | 74 | 5.2
2016-11-02 16:00 | 17:00 | 10 | 74 | 6.2
2016-11-02 17:00 | 18:00 | 8.9 | 83 | 5.7
2016-11-02 18:00 | 19:00 | 8.3 | 76 | 5.2
2016-11-02 19:00 | 20:00 | 8.3 | 76 | 6.2
2016-11-02 20:00 | 21:00 | 8.3 | 86 | 4.6
2016-11-02 21:00 | 22:00 | 8.3 | 90 | 3.1
2016-11-02 22:00 | 23:00 | 8.3 | 90 | 3.1
2016-11-02 23:00 | 24:00 | 7.8 | 93 | 4.1
2016-11-03 | 1:00 | 8.3 | 93 | 4.6
2016-11-03 01:00 | 2:00 | 8.3 | 93 | 4.6
2016-11-03 02:00 | 3:00 | 9.4 | 90 | 4.1
2016-11-03 03:00 | 4:00 | 10.6 | 89 | 1.5
2016-11-03 04:00 | 5:00 | 10.6 | 89 | 1.5
2016-11-03 05:00 | 6:00 | 10.6 | 86 | 2.6
2016-11-03 06:00 | 7:00 | 11.7 | 83 | 2.6
2016-11-03 07:00 | 8:00 | 11.7 | 83 | 2.6
2016-11-03 08:00 | 9:00 | 13.9 | 72 | 2.1
2016-11-03 09:00 | 10:00 | 15.6 | 67 | 2.1
2016-11-03 10:00 | 11:00 | 15.6 | 67 | 2.6
2016-11-03 11:00 | 12:00 | 18.3 | 58 | 3.1
2016-11-03 12:00 | 13:00 | 20 | 55 | 4.6
2016-11-03 13:00 | 14:00 | 20 | 55 | 5.2
2016-11-03 14:00 | 15:00 | 16.7 | 72 | 5.2
2016-11-03 15:00 | 16:00 | 17.8 | 70 | 5.2
2016-11-03 16:00 | 17:00 | 17.8 | 70 | 4.6
2016-11-03 17:00 | 18:00 | 14.4 | 81 | 3.6
2016-11-03 18:00 | 19:00 | 13.9 | 83 | 2.1
2016-11-03 19:00 | 20:00 | 13.9 | 83 | 2.1
2016-11-03 20:00 | 21:00 | 12.8 | 89 | 2.1
2016-11-03 21:00 | 22:00 | 12.8 | 89 | 3.1
2016-11-03 22:00 | 23:00 | 12.8 | 89 | 1.5
2016-11-03 23:00 | 24:00 | 11.7 | 96 | 2.1
2016-11-04 | 1:00 | 11.1 | 97 | 2.6
2016-11-04 01:00 | 2:00 | 11.1 | 97 | 2.6
2016-11-04 02:00 | 3:00 | 12.2 | 93 | 2.6
2016-11-04 03:00 | 4:00 | 12.2 | 93 | 1
2016-11-04 04:00 | 5:00 | 12.2 | 93 | 2.1
2016-11-04 05:00 | 6:00 | 11.7 | 96 | 2.1
2016-11-04 06:00 | 7:00 | 11.7 | 100 | 2.1
2016-11-04 07:00 | 8:00 | 11.7 | 100 | 2.6
2016-11-04 08:00 | 9:00 | 13 | 94 | 2.1
2016-11-04 09:00 | 10:00 | 13.9 | 96 | 2.6
2016-11-04 10:00 | 11:00 | 13.9 | 96 | 2.6
2016-11-04 11:00 | 12:00 | 16.1 | 87 | 1
2016-11-04 12:00 | 13:00 | 16.7 | 86 | 2.1
2016-11-04 13:00 | 14:00 | 16.1 | 93 | 2.1
2016-11-04 14:00 | 15:00 | 17.2 | 87 | 2.1
2016-11-04 15:00 | 16:00 | 16.7 | 90 | 1.5
2016-11-04 16:00 | 17:00 | 15.6 | 90 | 2.1
2016-11-04 17:00 | 18:00 | 13.3 | 90 | 2.1
2016-11-04 18:00 | 19:00 | 12.8 | 86 | 1.5
2016-11-04 19:00 | 20:00 | 12.8 | 86 | 0
2016-11-04 20:00 | 21:00 | 12.2 | 77 | 1
2016-11-04 21:00 | 22:00 | 12.2 | 77 | 1.5
2016-11-04 22:00 | 23:00 | 12.2 | 77 | 1.5
2016-11-04 23:00 | 24:00 | 11.1 | 80 | 2.6
2016-11-05 | 1:00 | 10.6 | 77 | 2.6
2016-11-05 01:00 | 2:00 | 10.6 | 77 | 2.1
2016-11-05 02:00 | 3:00 | 10 | 80 | 3.6
2016-11-05 03:00 | 4:00 | 8.9 | 83 | 3.6
2016-11-05 04:00 | 5:00 | 8.9 | 83 | 2.1
2016-11-05 05:00 | 6:00 | 8.9 | 77 | 1
2016-11-05 06:00 | 7:00 | 8.3 | 76 | 3.1
2016-11-05 07:00 | 8:00 | 8.3 | 76 | 1
2016-11-05 08:00 | 9:00 | 10.6 | 65 | 1.5
2016-11-05 09:00 | 10:00 | 11.7 | 61 | 3.1
2016-11-05 10:00 | 11:00 | 11.7 | 61 | 3.1
2016-11-05 11:00 | 12:00 | 13.3 | 49 | 4.1
2016-11-05 12:00 | 13:00 | 13.3 | 47 | 5.2
2016-11-05 13:00 | 14:00 | 13.3 | 47 | 3.6
2016-11-05 14:00 | 15:00 | 12.8 | 38 | 4.6
2016-11-05 15:00 | 16:00 | 12.2 | 37 | 3.6
2016-11-05 16:00 | 17:00 | 12.2 | 37 | 3.6
2016-11-05 17:00 | 18:00 | 10.6 | 38 | 3.1
2016-11-05 18:00 | 19:00 | 9.4 | 39 | 3.6
2016-11-05 19:00 | 20:00 | 9.4 | 39 | 1.5
2016-11-05 20:00 | 21:00 | 7.2 | 48 | 2.6
2016-11-05 21:00 | 22:00 | 6.1 | 51 | 2.1
2016-11-05 22:00 | 23:00 | 6.1 | 51 | 1
2016-11-05 23:00 | 24:00 | 4.4 | 58 | 2.1
2016-11-06 | 1:00 | 3.3 | 66 | 2.6
2016-11-06 01:00 | 2:00 | 3.3 | 66 | 3.1
2016-11-06 02:00 | 3:00 | 2.8 | 68 | 2.6
2016-11-06 03:00 | 4:00 | 2.2 | 71 | 2.1
2016-11-06 04:00 | 5:00 | 2.2 | 71 | 0.5
2016-11-06 05:00 | 6:00 | 3.3 | 72 | 3.6
2016-11-06 06:00 | 7:00 | 3.9 | 69 | 1
2016-11-06 07:00 | 8:00 | 3.9 | 69 | 2.1
2016-11-06 08:00 | 9:00 | 6.1 | 65 | 1.5
2016-11-06 09:00 | 10:00 | 7.2 | 65 | 3.6
2016-11-06 10:00 | 11:00 | 7.2 | 65 | 4.1
2016-11-06 11:00 | 12:00 | 10.6 | 58 | 3.1
2016-11-06 12:00 | 13:00 | 12.2 | 57 | 4.1
2016-11-06 13:00 | 14:00 | 12.2 | 57 | 3.6
2016-11-06 14:00 | 15:00 | 13.3 | 53 | 1
2016-11-06 15:00 | 16:00 | 12.2 | 54 | 3.6
2016-11-06 16:00 | 17:00 | 12.2 | 54 | 4.1
2016-11-06 17:00 | 18:00 | 11.7 | 59 | 3.1
2016-11-06 18:00 | 19:00 | 10.6 | 65 | 4.1
2016-11-06 19:00 | 20:00 | 10.6 | 65 | 5.2
2016-11-06 20:00 | 21:00 | 11.1 | 66 | 3.6
2016-11-06 21:00 | 22:00 | 10.6 | 68 | 4.1
2016-11-06 22:00 | 23:00 | 10.6 | 68 | 4.6
2016-11-06 23:00 | 24:00 | 11.1 | 66 | 4.1
2016-11-07 | 1:00 | 11.1 | 66 | 4.6
2016-11-07 01:00 | 2:00 | 11.1 | 66 | 5.2
2016-11-07 02:00 | 3:00 | 9.4 | 77 | 4.6
2016-11-07 03:00 | 4:00 | 8.9 | 86 | 5.7
2016-11-07 04:00 | 5:00 | 8.9 | 86 | 4.6
2016-11-07 05:00 | 6:00 | 8.3 | 90 | 4.1
2016-11-07 06:00 | 7:00 | 7.8 | 89 | 2.1
2016-11-07 07:00 | 8:00 | 7.8 | 89 | 3.6
2016-11-07 08:00 | 9:00 | 7.8 | 89 | 3.6
2016-11-07 09:00 | 10:00 | 8.3 | 76 | 3.1
2016-11-07 10:00 | 11:00 | 8.3 | 76 | 4.1
2016-11-07 11:00 | 12:00 | 7.8 | 73 | 5.2
2016-11-07 12:00 | 13:00 | 7.8 | 79 | 5.2
2016-11-07 13:00 | 14:00 | 7.8 | 79 | 4.6
2016-11-07 14:00 | 15:00 | 8.3 | 68 | 5.7
2016-11-07 15:00 | 16:00 | 8.3 | 71 | 4.6
2016-11-07 16:00 | 17:00 | 8.3 | 71 | 4.1
2016-11-07 17:00 | 18:00 | 8.3 | 60 | 4.1
2016-11-07 18:00 | 19:00 | 8.3 | 58 | 4.6
2016-11-07 19:00 | 20:00 | 8.3 | 58 | 4.1
2016-11-07 20:00 | 21:00 | 7.2 | 57 | 3.1
2016-11-07 21:00 | 22:00 | 7.2 | 55 | 4.6
2016-11-07 22:00 | 23:00 | 7.2 | 55 | 6.2
2016-11-07 23:00 | 24:00 | 6.1 | 62 | 4.1
2016-11-08 | 1:00 | 5.6 | 61 | 5.7
2016-11-08 01:00 | 2:00 | 5.6 | 61 | 5.7
2016-11-08 02:00 | 3:00 | 3.9 | 63 | 6.2
2016-11-08 03:00 | 4:00 | 3.3 | 69 | 4.6
2016-11-08 04:00 | 5:00 | 3.3 | 69 | 4.6
2016-11-08 05:00 | 6:00 | 2.8 | 68 | 4.1
2016-11-08 06:00 | 7:00 | 2.2 | 74 | 4.6
2016-11-08 07:00 | 8:00 | 2.2 | 74 | 4.6
2016-11-08 08:00 | 9:00 | 5 | 70 | 5.7
2016-11-08 09:00 | 10:00 | 6.1 | 68 | 4.6
2016-11-08 10:00 | 11:00 | 6.1 | 68 | 4.6
2016-11-08 11:00 | 12:00 | 8 | 61 | 4.1
2016-11-08 12:00 | 13:00 | 7.8 | 63 | 4.1
2016-11-08 13:00 | 14:00 | 7.8 | 63 | 5.7
2016-11-08 14:00 | 15:00 | 7.8 | 65 | 6.2
2016-11-08 15:00 | 16:00 | 6.7 | 70 | 4.6
2016-11-08 16:00 | 17:00 | 6.7 | 70 | 2.6
2016-11-08 17:00 | 18:00 | 6.1 | 73 | 3.6
2016-11-08 18:00 | 19:00 | 6.1 | 76 | 3.1
2016-11-08 19:00 | 20:00 | 6.1 | 76 | 4.1
2016-11-08 20:00 | 21:00 | 5 | 79 | 4.1
2016-11-08 21:00 | 22:00 | 5 | 79 | 2.6
2016-11-08 22:00 | 23:00 | 5 | 79 | 3.6
2016-11-08 23:00 | 24:00 | 4.4 | 79 | 2.1
2016-11-09 | 1:00 | 3.9 | 76 | 2.1
2016-11-09 01:00 | 2:00 | 3.9 | 76 | 2.1
2016-11-09 02:00 | 3:00 | 3.9 | 69 | 2.6
2016-11-09 03:00 | 4:00 | 4.4 | 63 | 4.1
2016-11-09 04:00 | 5:00 | 4.4 | 63 | 3.1
2016-11-09 05:00 | 6:00 | 3.3 | 72 | 3.6
2016-11-09 06:00 | 7:00 | 4.4 | 67 | 3.6
2016-11-09 07:00 | 8:00 | 4.4 | 67 | 5.2
2016-11-09 08:00 | 9:00 | 9.4 | 54 | 6.2
2016-11-09 09:00 | 10:00 | 12.8 | 45 | 5.7
2016-11-09 10:00 | 11:00 | 12.8 | 45 | 5.7
2016-11-09 11:00 | 12:00 | 12.2 | 59 | 5.2
2016-11-09 12:00 | 13:00 | 14.4 | 47 | 5.2
2016-11-09 13:00 | 14:00 | 14.4 | 47 | 6.2
2016-11-09 14:00 | 15:00 | 12.8 | 64 | 7.2
2016-11-09 15:00 | 16:00 | 11.7 | 71 | 5.2
2016-11-09 16:00 | 17:00 | 11.7 | 71 | 6.7
2016-11-09 17:00 | 18:00 | 11.1 | 63 | 2.6
2016-11-09 18:00 | 19:00 | 10 | 77 | 4.6
2016-11-09 19:00 | 20:00 | 10 | 77 | 5.2
2016-11-09 20:00 | 21:00 | 8.9 | 77 | 4.6
2016-11-09 21:00 | 22:00 | 7.8 | 79 | 3.6
2016-11-09 22:00 | 23:00 | 7.8 | 79 | 2.6
2016-11-09 23:00 | 24:00 | 8.3 | 80 | 1.5
2016-11-10 | 1:00 | 6.7 | 85 | 3.1
2016-11-10 01:00 | 2:00 | 6.7 | 85 | 2.1
2016-11-10 02:00 | 3:00 | 8.9 | 63 | 3.6
2016-11-10 03:00 | 4:00 | 7.8 | 73 | 3.6
2016-11-10 04:00 | 5:00 | 7.8 | 73 | 3.6
2016-11-10 05:00 | 6:00 | 9.4 | 61 | 2.6
2016-11-10 06:00 | 7:00 | 10 | 56 | 1.5
2016-11-10 07:00 | 8:00 | 10 | 56 | 2.6
2016-11-10 08:00 | 9:00 | 12.8 | 51 | 3.6
2016-11-10 09:00 | 10:00 | 15 | 45 | 4.1
2016-11-10 10:00 | 11:00 | 15 | 45 | 5.2
2016-11-10 11:00 | 12:00 | 16.1 | 48 | 4.1
2016-11-10 12:00 | 13:00 | 16.1 | 51 | 5.2
2016-11-10 13:00 | 14:00 | 16.1 | 51 | 5.2
2016-11-10 14:00 | 15:00 | 15 | 60 | 6.2
2016-11-10 15:00 | 16:00 | 14.4 | 65 | 5.2
2016-11-10 16:00 | 17:00 | 13.9 | 69 | 4.6
2016-11-10 17:00 | 18:00 | 12.8 | 74 | 5.2
2016-11-10 18:00 | 19:00 | 12.8 | 72 | 4.1
2016-11-10 19:00 | 20:00 | 12.8 | 72 | 3.6
2016-11-10 20:00 | 21:00 | 10.6 | 65 | 3.6
2016-11-10 21:00 | 22:00 | 9.4 | 71 | 3.6
2016-11-10 22:00 | 23:00 | 9.4 | 71 | 3.6
2016-11-10 23:00 | 24:00 | 8 | 71 | 4.1
2016-11-11 | 1:00 | 7.2 | 65 | 4.1
2016-11-11 01:00 | 2:00 | 7.2 | 65 | 3.6
2016-11-11 02:00 | 3:00 | 6.7 | 59 | 2.1
2016-11-11 03:00 | 4:00 | 5 | 67 | 2.1
2016-11-11 04:00 | 5:00 | 5 | 67 | 1.5
2016-11-11 05:00 | 6:00 | 3.9 | 66 | 1.5
2016-11-11 06:00 | 7:00 | 3.9 | 66 | 1.5
2016-11-11 07:00 | 8:00 | 3.9 | 66 | 1.5
2016-11-11 08:00 | 9:00 | 6.1 | 56 | 1.5
2016-11-11 09:00 | 10:00 | 7.2 | 52 | 2.1
2016-11-11 10:00 | 11:00 | 7.2 | 52 | 1.5
2016-11-11 11:00 | 12:00 | 9.4 | 36 | 2.6
2016-11-11 12:00 | 13:00 | 10 | 34 | 2.6
2016-11-11 13:00 | 14:00 | 10 | 34 | 2.6
2016-11-11 14:00 | 15:00 | 11.1 | 32 | 2.1
2016-11-11 15:00 | 16:00 | 11.1 | 33 | 2.1
2016-11-11 16:00 | 17:00 | 11.1 | 33 | 1.5
2016-11-11 17:00 | 18:00 | 10 | 39 | 2.6
2016-11-11 18:00 | 19:00 | 10 | 38 | 0.5
2016-11-11 19:00 | 20:00 | 10 | 38 | 3.1
2016-11-11 20:00 | 21:00 | 9.4 | 39 | 3.6
2016-11-11 21:00 | 22:00 | 8.9 | 42 | 4.1
2016-11-11 22:00 | 23:00 | 8.9 | 42 | 4.1
2016-11-11 23:00 | 24:00 | 8.3 | 56 | 4.6
2016-11-12 | 1:00 | 10 | 52 | 4.1
2016-11-12 01:00 | 2:00 | 10 | 52 | 5.7
2016-11-12 02:00 | 3:00 | 8.3 | 63 | 5.7
2016-11-12 03:00 | 4:00 | 8.9 | 58 | 6.7
2016-11-12 04:00 | 5:00 | 8.9 | 58 | 6.2
2016-11-12 05:00 | 6:00 | 8.3 | 60 | 6.7
2016-11-12 06:00 | 7:00 | 8.9 | 58 | 6.7
2016-11-12 07:00 | 8:00 | 8.9 | 58 | 5.2
2016-11-12 08:00 | 9:00 | 12.8 | 51 | 5.2
2016-11-12 09:00 | 10:00 | 15 | 49 | 7.2
2016-11-12 10:00 | 11:00 | 15 | 49 | 7.2
2016-11-12 11:00 | 12:00 | 15 | 37 | 6.7
2016-11-12 12:00 | 13:00 | 13.3 | 43 | 7.7
2016-11-12 13:00 | 14:00 | 13.3 | 43 | 8.2
2016-11-12 14:00 | 15:00 | 10.6 | 33 | 7.2
2016-11-12 15:00 | 16:00 | 8.9 | 32 | 6.7
2016-11-12 16:00 | 17:00 | 8.9 | 32 | 5.7
2016-11-12 17:00 | 18:00 | 6.7 | 35 | 5.2
2016-11-12 18:00 | 19:00 | 6.1 | 37 | 5.2
2016-11-12 19:00 | 20:00 | 6.1 | 37 | 5.2
2016-11-12 20:00 | 21:00 | 5 | 44 | 5.2
2016-11-12 21:00 | 22:00 | 4.4 | 44 | 3.6
2016-11-12 22:00 | 23:00 | 4.4 | 44 | 3.1
2016-11-12 23:00 | 24:00 | 3.9 | 35 | 4.1
2016-11-13 | 1:00 | 2.8 | 38 | 4.6
2016-11-13 01:00 | 2:00 | 2.8 | 38 | 4.1
2016-11-13 02:00 | 3:00 | 2.2 | 40 | 4.1
2016-11-13 03:00 | 4:00 | 2.2 | 42 | 3.6
2016-11-13 04:00 | 5:00 | 2.2 | 42 | 4.1
2016-11-13 05:00 | 6:00 | 1.7 | 44 | 4.1
2016-11-13 06:00 | 7:00 | 1.7 | 46 | 3.6
2016-11-13 07:00 | 8:00 | 1.7 | 46 | 4.1
2016-11-13 08:00 | 9:00 | 3.3 | 45 | 3.6
2016-11-13 09:00 | 10:00 | 5 | 42 | 4.1
2016-11-13 10:00 | 11:00 | 5 | 42 | 4.6
2016-11-13 11:00 | 12:00 | 6.7 | 37 | 4.1
2016-11-13 12:00 | 13:00 | 7.8 | 35 | 4.1
2016-11-13 13:00 | 14:00 | 7.8 | 35 | 4.1
2016-11-13 14:00 | 15:00 | 8.3 | 32 | 4.6
2016-11-13 15:00 | 16:00 | 8.3 | 32 | 4.1
2016-11-13 16:00 | 17:00 | 8.3 | 32 | 5.7
2016-11-13 17:00 | 18:00 | 7.2 | 38 | 5.7
2016-11-13 18:00 | 19:00 | 6.1 | 41 | 6.2
2016-11-13 19:00 | 20:00 | 6.1 | 41 | 6.7
2016-11-13 20:00 | 21:00 | 6.1 | 45 | 3.6
2016-11-13 21:00 | 22:00 | 5.6 | 46 | 4.6
2016-11-13 22:00 | 23:00 | 5.6 | 46 | 5.7
2016-11-13 23:00 | 24:00 | 5 | 51 | 4.1
2016-11-14 | 1:00 | 5.6 | 49 | 6.2
2016-11-14 01:00 | 2:00 | 5.6 | 49 | 4.1
2016-11-14 02:00 | 3:00 | 7.2 | 42 | 5.2
2016-11-14 03:00 | 4:00 | 7.2 | 42 | 4.1
2016-11-14 04:00 | 5:00 | 7.2 | 42 | 4.6
2016-11-14 05:00 | 6:00 | 7.8 | 38 | 5.2
2016-11-14 06:00 | 7:00 | 7.8 | 42 | 6.2
2016-11-14 07:00 | 8:00 | 7.8 | 42 | 5.7
2016-11-14 08:00 | 9:00 | 9.4 | 45 | 7.2
2016-11-14 09:00 | 10:00 | 11.7 | 44 | 10.3
2016-11-14 10:00 | 11:00 | 11.7 | 44 | 9.8
2016-11-14 11:00 | 12:00 | 12.8 | 41 | 10.8
2016-11-14 12:00 | 13:00 | 14.4 | 37 | 10.3
2016-11-14 13:00 | 14:00 | 14.4 | 37 | 10.3
2016-11-14 14:00 | 15:00 | 15.6 | 31 | 9.3
2016-11-14 15:00 | 16:00 | 15 | 33 | 8.2
2016-11-14 16:00 | 17:00 | 15 | 33 | 7.2
2016-11-14 17:00 | 18:00 | 12.2 | 43 | 6.7
2016-11-14 18:00 | 19:00 | 13.3 | 37 | 5.7
2016-11-14 19:00 | 20:00 | 13.3 | 37 | 6.2
2016-11-14 20:00 | 21:00 | 11.1 | 40 | 7.2
2016-11-14 21:00 | 22:00 | 11.1 | 35 | 7.7
2016-11-14 22:00 | 23:00 | 11.1 | 35 | 7.2
2016-11-14 23:00 | 24:00 | 7.8 | 48 | 6.2
2016-11-15 | 1:00 | 6.7 | 47 | 5.2
2016-11-15 01:00 | 2:00 | 6.7 | 47 | 4.6
2016-11-15 02:00 | 3:00 | 6.7 | 45 | 5.7
2016-11-15 03:00 | 4:00 | 5.6 | 49 | 6.7
2016-11-15 04:00 | 5:00 | 5.6 | 49 | 6.7
2016-11-15 05:00 | 6:00 | 5.6 | 46 | 7.2
2016-11-15 06:00 | 7:00 | 4.4 | 53 | 6.7
2016-11-15 07:00 | 8:00 | 4.4 | 53 | 6.2
2016-11-15 08:00 | 9:00 | 12.2 | 24 | 4.1
2016-11-15 09:00 | 10:00 | 13.3 | 23 | 6.2
2016-11-15 10:00 | 11:00 | 13.3 | 23 | 6.7
2016-11-15 11:00 | 12:00 | 16.1 | 20 | 3.6
2016-11-15 12:00 | 13:00 | 17.8 | 17 | 5.7
2016-11-15 13:00 | 14:00 | 17.8 | 17 | 6.2
2016-11-15 14:00 | 15:00 | 18.3 | 13 | 4.6
2016-11-15 15:00 | 16:00 | 16.7 | 16 | 5.2
2016-11-15 16:00 | 17:00 | 16.7 | 14 | 5.2
2016-11-15 17:00 | 18:00 | 16.7 | 14 | 4.6
2016-11-15 18:00 | 19:00 | 13.3 | 24 | 4.6
2016-11-15 19:00 | 20:00 | 13.3 | 24 | 3.1
2016-11-15 20:00 | 21:00 | 13.3 | 26 | 4.1
2016-11-15 21:00 | 22:00 | 10 | 43 | 2.6
2016-11-15 22:00 | 23:00 | 10 | 43 | 1.5
2016-11-15 23:00 | 24:00 | 10 | 43 | 2.1
2016-11-16 | 1:00 | 11.1 | 35 | 1.5
2016-11-16 01:00 | 2:00 | 11.1 | 35 | 1.5
2016-11-16 02:00 | 3:00 | 10 | 41 | 1.5
2016-11-16 03:00 | 4:00 | 8.9 | 61 | 3.6
2016-11-16 04:00 | 5:00 | 8.9 | 61 | 3.1
2016-11-16 05:00 | 6:00 | 8.3 | 71 | 2.6
2016-11-16 06:00 | 7:00 | 9.4 | 54 | 3.6
2016-11-16 07:00 | 8:00 | 9.4 | 54 | 3.6
2016-11-16 08:00 | 9:00 | 10 | 50 | 3.1
2016-11-16 09:00 | 10:00 | 10.6 | 58 | 2.6
2016-11-16 10:00 | 11:00 | 10.6 | 58 | 3.1
2016-11-16 11:00 | 12:00 | 11.1 | 86 | 3.1
2016-11-16 12:00 | 13:00 | 11.7 | 83 | 1.5
2016-11-16 13:00 | 14:00 | 11.7 | 83 | 2.1
2016-11-16 14:00 | 15:00 | 10.6 | 92 | 3.6
2016-11-16 15:00 | 16:00 | 10.6 | 92 | 3.6
2016-11-16 16:00 | 17:00 | 10.6 | 96 | 3.6
2016-11-16 17:00 | 18:00 | 11.7 | 100 | 4.6
2016-11-16 18:00 | 19:00 | 11.7 | 100 | 3.6
2016-11-16 19:00 | 20:00 | 12.2 | 100 | 3.6
2016-11-16 20:00 | 21:00 | 12.2 | 100 | 3.6
2016-11-16 21:00 | 22:00 | 12.2 | 100 | 3.1
2016-11-16 22:00 | 23:00 | 12.2 | 100 | 3.1
2016-11-16 23:00 | 24:00 | 12.2 | 100 | 3.1
2016-11-17 | 1:00 | 12.2 | 100 | 2.6
2016-11-17 01:00 | 2:00 | 12.2 | 100 | 2.6
2016-11-17 02:00 | 3:00 | 11.7 | 100 | 3.1
2016-11-17 03:00 | 4:00 | 11.7 | 100 | 2.6
2016-11-17 04:00 | 5:00 | 11.7 | 100 | 2.1
2016-11-17 05:00 | 6:00 | 11.1 | 100 | 2.1
2016-11-17 06:00 | 7:00 | 11.1 | 93 | 1
2016-11-17 07:00 | 8:00 | 11.1 | 93 | 2.6
2016-11-17 08:00 | 9:00 | 10.6 | 100 | 6.2
2016-11-17 09:00 | 10:00 | 10.6 | 92 | 7.7
2016-11-17 10:00 | 11:00 | 10.6 | 92 | 6.7
2016-11-17 11:00 | 12:00 | 11 | 100 | 6.2
2016-11-17 12:00 | 13:00 | 11.7 | 93 | 6.7
2016-11-17 13:00 | 14:00 | 11.7 | 93 | 7.7
2016-11-17 14:00 | 15:00 | 12.2 | 90 | 7.2
2016-11-17 15:00 | 16:00 | 12.2 | 86 | 6.7
2016-11-17 16:00 | 17:00 | 12.2 | 86 | 6.2
2016-11-17 17:00 | 18:00 | 11 | 82 | 6.7
2016-11-17 18:00 | 19:00 | 11.1 | 80 | 6.7
2016-11-17 19:00 | 20:00 | 11.1 | 80 | 7.7
2016-11-17 20:00 | 21:00 | 10.6 | 89 | 7.2
2016-11-17 21:00 | 22:00 | 11.1 | 83 | 6.7
2016-11-17 22:00 | 23:00 | 11 | 76 | 5.7
2016-11-17 23:00 | 24:00 | 10.6 | 86 | 9.8
2016-11-18 | 1:00 | 10 | 86 | 8.2
2016-11-18 01:00 | 2:00 | 10 | 86 | 7.2
2016-11-18 02:00 | 3:00 | 8.3 | 90 | 10.3
2016-11-18 03:00 | 4:00 | 8.9 | 80 | 11.3
2016-11-18 04:00 | 5:00 | 8.3 | 83 | 11.3
2016-11-18 05:00 | 6:00 | 8.9 | 83 | 9.8
2016-11-18 06:00 | 7:00 | 9 | 81 | 9.3
2016-11-18 07:00 | 8:00 | 8.9 | 83 | 10.3
2016-11-18 08:00 | 9:00 | 10 | 80 | 9.3
2016-11-18 09:00 | 10:00 | 10.6 | 77 | 11.3
2016-11-18 10:00 | 11:00 | 10.6 | 77 | 8.2
2016-11-18 11:00 | 12:00 | 13.3 | 60 | 8.2
2016-11-18 12:00 | 13:00 | 13.3 | 60 | 9.3
2016-11-18 13:00 | 14:00 | 13.3 | 60 | 8.8
2016-11-18 14:00 | 15:00 | 13.3 | 57 | 10.8
2016-11-18 15:00 | 16:00 | 12.8 | 59 | 7.7
2016-11-18 16:00 | 17:00 | 12.8 | 59 | 6.7
2016-11-18 17:00 | 18:00 | 10.6 | 68 | 6.7
2016-11-18 18:00 | 19:00 | 9.4 | 74 | 6.2
2016-11-18 19:00 | 20:00 | 9.4 | 74 | 6.7
2016-11-18 20:00 | 21:00 | 8.3 | 83 | 5.7
2016-11-18 21:00 | 22:00 | 7.8 | 86 | 4.1
2016-11-18 22:00 | 23:00 | 7.8 | 86 | 5.2
2016-11-18 23:00 | 24:00 | 7.2 | 86 | 5.7
2016-11-19 | 1:00 | 6.7 | 85 | 3.6
2016-11-19 01:00 | 2:00 | 6.7 | 85 | 3.6
2016-11-19 02:00 | 3:00 | 6.1 | 89 | 4.1
2016-11-19 03:00 | 4:00 | 6.1 | 89 | 3.6
2016-11-19 04:00 | 5:00 | 6.1 | 89 | 4.6
2016-11-19 05:00 | 6:00 | 6.1 | 86 | 2.6
2016-11-19 06:00 | 7:00 | 6.1 | 89 | 3.6
2016-11-19 07:00 | 8:00 | 6.1 | 89 | 3.6
2016-11-19 08:00 | 9:00 | 9.4 | 71 | 3.6
2016-11-19 09:00 | 10:00 | 11.7 | 59 | 5.2
2016-11-19 10:00 | 11:00 | 11.7 | 59 | 6.2
2016-11-19 11:00 | 12:00 | 14.4 | 51 | 6.7
2016-11-19 12:00 | 13:00 | 15.6 | 49 | 7.7
2016-11-19 13:00 | 14:00 | 15.6 | 49 | 8.2
2016-11-19 14:00 | 15:00 | 17.2 | 44 | 6.7
2016-11-19 15:00 | 16:00 | 16.1 | 46 | 6.2
2016-11-19 16:00 | 17:00 | 16.1 | 46 | 5.7
2016-11-19 17:00 | 18:00 | 11.7 | 68 | 4.6
2016-11-19 18:00 | 19:00 | 11.7 | 74 | 4.1
2016-11-19 19:00 | 20:00 | 11.7 | 74 | 4.6
2016-11-19 20:00 | 21:00 | 10 | 80 | 5.2
2016-11-19 21:00 | 22:00 | 10 | 83 | 6.2
2016-11-19 22:00 | 23:00 | 10 | 83 | 5.7
2016-11-19 23:00 | 24:00 | 10 | 80 | 5.2
2016-11-20 | 1:00 | 8.9 | 83 | 5.2
2016-11-20 01:00 | 2:00 | 8.9 | 83 | 5.7
2016-11-20 02:00 | 3:00 | 7.8 | 89 | 5.2
2016-11-20 03:00 | 4:00 | 7.2 | 86 | 4.6
2016-11-20 04:00 | 5:00 | 7.2 | 86 | 4.1
2016-11-20 05:00 | 6:00 | 6.7 | 89 | 2.1
2016-11-20 06:00 | 7:00 | 6.7 | 85 | 4.1
2016-11-20 07:00 | 8:00 | 6.7 | 85 | 4.1
2016-11-20 08:00 | 9:00 | 9 | 81 | 6.2
2016-11-20 09:00 | 10:00 | 9 | 87 | 5.7
2016-11-20 10:00 | 11:00 | 9.4 | 90 | 5.2
2016-11-20 11:00 | 12:00 | 10 | 89 | 4.6
2016-11-20 12:00 | 13:00 | 10 | 93 | 3.6
2016-11-20 13:00 | 14:00 | 10 | 93 | 2.6
2016-11-20 14:00 | 15:00 | 9.4 | 93 | 4.1
2016-11-20 15:00 | 16:00 | 9.4 | 90 | 4.1
2016-11-20 16:00 | 17:00 | 8.9 | 93 | 4.6
2016-11-20 17:00 | 18:00 | 8.3 | 100 | 5.2
2016-11-20 18:00 | 19:00 | 8.3 | 100 | 4.1
2016-11-20 19:00 | 20:00 | 8.3 | 100 | 2.1
2016-11-20 20:00 | 21:00 | 8.3 | 100 | 2.6
2016-11-20 21:00 | 22:00 | 7.8 | 100 | 2.6
2016-11-20 22:00 | 23:00 | 7.8 | 100 | 2.6
2016-11-20 23:00 | 24:00 | 7.8 | 100 | 5.2
2016-11-21 | 1:00 | 7.8 | 100 | 4.6
2016-11-21 01:00 | 2:00 | 7.8 | 100 | 4.1
2016-11-21 02:00 | 3:00 | 7.2 | 100 | 4.6
2016-11-21 03:00 | 4:00 | 7.2 | 100 | 5.7
2016-11-21 04:00 | 5:00 | 7.2 | 100 | 4.6
2016-11-21 05:00 | 6:00 | 8.3 | 100 | 4.6
2016-11-21 06:00 | 7:00 | 9 | 100 | 5.2
2016-11-21 07:00 | 8:00 | 8.9 | 100 | 6.2
2016-11-21 08:00 | 9:00 | 6.7 | 93 | 5.2
2016-11-21 09:00 | 10:00 | 5 | 86 | 6.2
2016-11-21 10:00 | 11:00 | 5 | 86 | 5.2
2016-11-21 11:00 | 12:00 | 6.1 | 68 | 5.2
2016-11-21 12:00 | 13:00 | 6.1 | 65 | 4.6
2016-11-21 13:00 | 14:00 | 6.1 | 62 | 4.1
2016-11-21 14:00 | 15:00 | 6.1 | 62 | 6.2
2016-11-21 15:00 | 16:00 | 5.6 | 61 | 5.7
2016-11-21 16:00 | 17:00 | 5.6 | 61 | 6.2
2016-11-21 17:00 | 18:00 | 4.4 | 70 | 5.7
2016-11-21 18:00 | 19:00 | 3.3 | 63 | 5.2
2016-11-21 19:00 | 20:00 | 3.3 | 63 | 6.2
2016-11-21 20:00 | 21:00 | 2.2 | 65 | 7.7
2016-11-21 21:00 | 22:00 | 1.1 | 67 | 5.2
2016-11-21 22:00 | 23:00 | 1.1 | 67 | 7.2
2016-11-21 23:00 | 24:00 | 0 | 79 | 6.2
2016-11-22 | 1:00 | -0.6 | 83 | 6.7
2016-11-22 01:00 | 2:00 | -0.6 | 88 | 6.2
2016-11-22 02:00 | 3:00 | 0 | 76 | 7.7
2016-11-22 03:00 | 4:00 | 0 | 69 | 7.2
2016-11-22 04:00 | 5:00 | 0 | 69 | 7.2
2016-11-22 05:00 | 6:00 | -0.6 | 83 | 7.7
2016-11-22 06:00 | 7:00 | 0 | 72 | 6.7
2016-11-22 07:00 | 8:00 | 0 | 66 | 6.7
2016-11-22 08:00 | 9:00 | 1.1 | 52 | 6.7
2016-11-22 09:00 | 10:00 | 1.7 | 53 | 7.7
2016-11-22 10:00 | 11:00 | 1.7 | 53 | 6.7
2016-11-22 11:00 | 12:00 | 3.3 | 45 | 7.2
2016-11-22 12:00 | 13:00 | 3.3 | 39 | 6.7
2016-11-22 13:00 | 14:00 | 3.3 | 39 | 6.2
2016-11-22 14:00 | 15:00 | 2.8 | 40 | 6.7
2016-11-22 15:00 | 16:00 | 1.7 | 46 | 6.2
2016-11-22 16:00 | 17:00 | 1.7 | 46 | 6.2
2016-11-22 17:00 | 18:00 | 1.1 | 50 | 6.2
2016-11-22 18:00 | 19:00 | 1.1 | 46 | 6.2
2016-11-22 19:00 | 20:00 | 1.1 | 46 | 6.2
2016-11-22 20:00 | 21:00 | 0.6 | 49 | 5.2
2016-11-22 21:00 | 22:00 | 0 | 49 | 5.2
2016-11-22 22:00 | 23:00 | 0 | 49 | 4.1
2016-11-22 23:00 | 24:00 | 0 | 49 | 5.2
2016-11-23 | 1:00 | 0.6 | 49 | 5.7
2016-11-23 01:00 | 2:00 | 0.6 | 49 | 5.2
2016-11-23 02:00 | 3:00 | 0.6 | 52 | 6.2
2016-11-23 03:00 | 4:00 | 0.6 | 52 | 5.2
2016-11-23 04:00 | 5:00 | 0.6 | 52 | 6.2
2016-11-23 05:00 | 6:00 | 0 | 54 | 4.6
2016-11-23 06:00 | 7:00 | 0 | 54 | 5.2
2016-11-23 07:00 | 8:00 | 0.6 | 52 | 5.2
2016-11-23 08:00 | 9:00 | 1.7 | 48 | 4.6
2016-11-23 09:00 | 10:00 | 3.3 | 45 | 4.1
2016-11-23 10:00 | 11:00 | 3.3 | 45 | 4.6
2016-11-23 11:00 | 12:00 | 5 | 42 | 2.6
2016-11-23 12:00 | 13:00 | 5.6 | 40 | 4.6
2016-11-23 13:00 | 14:00 | 5.6 | 40 | 4.1
2016-11-23 14:00 | 15:00 | 5.6 | 42 | 5.7
2016-11-23 15:00 | 16:00 | 5 | 42 | 5.2
2016-11-23 16:00 | 17:00 | 5 | 42 | 5.2
2016-11-23 17:00 | 18:00 | 3.3 | 49 | 4.6
2016-11-23 18:00 | 19:00 | 2.2 | 51 | 5.2
2016-11-23 19:00 | 20:00 | 2.2 | 48 | 5.2
2016-11-23 20:00 | 21:00 | 1.7 | 48 | 7.7
2016-11-23 21:00 | 22:00 | 1.1 | 50 | 8.8
2016-11-23 22:00 | 23:00 | 1.1 | 50 | 7.7
2016-11-23 23:00 | 24:00 | 1.1 | 52 | 7.2
2016-11-24 | 1:00 | 1.1 | 55 | 3.6
2016-11-24 01:00 | 2:00 | 1.1 | 55 | 2.1
2016-11-24 02:00 | 3:00 | 1.1 | 55 | 6.2
2016-11-24 03:00 | 4:00 | 1.1 | 52 | 5.7
2016-11-24 04:00 | 5:00 | 1.1 | 52 | 5.7
2016-11-24 05:00 | 6:00 | 0.6 | 54 | 3.1
2016-11-24 06:00 | 7:00 | 0.6 | 57 | 1
2016-11-24 07:00 | 8:00 | 0.6 | 57 | 2.6
2016-11-24 08:00 | 9:00 | 2.2 | 51 | 3.1
2016-11-24 09:00 | 10:00 | 2.8 | 49 | 4.1
2016-11-24 10:00 | 11:00 | 2.8 | 49 | 4.1
2016-11-24 11:00 | 12:00 | 5.6 | 42 | 4.6
2016-11-24 12:00 | 13:00 | 6.7 | 41 | 3.1
2016-11-24 13:00 | 14:00 | 6.7 | 41 | 6.2
2016-11-24 14:00 | 15:00 | 6.7 | 43 | 6.2
2016-11-24 15:00 | 16:00 | 6.1 | 45 | 5.2
2016-11-24 16:00 | 17:00 | 6.1 | 45 | 4.1
2016-11-24 17:00 | 18:00 | 3.9 | 52 | 5.2
2016-11-24 18:00 | 19:00 | 3.3 | 55 | 3.6
2016-11-24 19:00 | 20:00 | 3.3 | 55 | 5.2
2016-11-24 20:00 | 21:00 | 2.2 | 59 | 4.1
2016-11-24 21:00 | 22:00 | 1.7 | 61 | 5.2
2016-11-24 22:00 | 23:00 | 1.7 | 61 | 6.7
2016-11-24 23:00 | 24:00 | 0.6 | 69 | 5.2
2016-11-25 | 1:00 | 0.6 | 69 | 3.6
2016-11-25 01:00 | 2:00 | 0.6 | 69 | 5.2
2016-11-25 02:00 | 3:00 | 0.6 | 76 | 4.1
2016-11-25 03:00 | 4:00 | 1.1 | 77 | 3.6
2016-11-25 04:00 | 5:00 | 1.1 | 77 | 5.2
2016-11-25 05:00 | 6:00 | 1.7 | 74 | 6.2
2016-11-25 06:00 | 7:00 | 1.7 | 74 | 6.7
2016-11-25 07:00 | 8:00 | 1.7 | 74 | 6.7
2016-11-25 08:00 | 9:00 | 2.2 | 71 | 6.2
2016-11-25 09:00 | 10:00 | 2.8 | 71 | 7.7
2016-11-25 10:00 | 11:00 | 2.8 | 71 | 7.2
2016-11-25 11:00 | 12:00 | 4.4 | 70 | 7.2
2016-11-25 12:00 | 13:00 | 5.6 | 70 | 8.2
2016-11-25 13:00 | 14:00 | 5.6 | 70 | 7.7
2016-11-25 14:00 | 15:00 | 6.1 | 73 | 8.2
2016-11-25 15:00 | 16:00 | 6.1 | 76 | 8.8
2016-11-25 16:00 | 17:00 | 6.1 | 76 | 6.2
2016-11-25 17:00 | 18:00 | 6.7 | 85 | 6.7
2016-11-25 18:00 | 19:00 | 6 | 87 | 5.2
2016-11-25 19:00 | 20:00 | 6.1 | 86 | 7.2
2016-11-25 20:00 | 21:00 | 5 | 93 | 7.2
2016-11-25 21:00 | 22:00 | 4.4 | 97 | 6.2
2016-11-25 22:00 | 23:00 | 4.4 | 97 | 5.7
2016-11-25 23:00 | 24:00 | 4.4 | 97 | 8.8
2016-11-26 | 1:00 | 4.4 | 97 | 8.8
2016-11-26 01:00 | 2:00 | 4.4 | 97 | 6.7
2016-11-26 02:00 | 3:00 | 5 | 93 | 8.8
2016-11-26 03:00 | 4:00 | 4.4 | 97 | 9.8
2016-11-26 04:00 | 5:00 | 4.4 | 97 | 9.8
2016-11-26 05:00 | 6:00 | 4.4 | 97 | 6.7
2016-11-26 06:00 | 7:00 | 4.4 | 97 | 7.2
2016-11-26 07:00 | 8:00 | 4.4 | 97 | 8.2
2016-11-26 08:00 | 9:00 | 4.4 | 100 | 8.2
2016-11-26 09:00 | 10:00 | 5.6 | 96 | 8.2
2016-11-26 10:00 | 11:00 | 5.6 | 96 | 8.2
2016-11-26 11:00 | 12:00 | 7.2 | 97 | 8.8
2016-11-26 12:00 | 13:00 | 8.3 | 93 | 8.2
2016-11-26 13:00 | 14:00 | 8.3 | 93 | 7.7
2016-11-26 14:00 | 15:00 | 8.3 | 97 | 7.7
2016-11-26 15:00 | 16:00 | 8.3 | 100 | 5.7
2016-11-26 16:00 | 17:00 | 8.3 | 97 | 6.2
2016-11-26 17:00 | 18:00 | 8 | 93 | 8.8
2016-11-26 18:00 | 19:00 | 6.7 | 96 | 7.7
2016-11-26 19:00 | 20:00 | 6.7 | 96 | 7.2
2016-11-26 20:00 | 21:00 | 6.7 | 96 | 8.8
2016-11-26 21:00 | 22:00 | 6.7 | 96 | 6.7
2016-11-26 22:00 | 23:00 | 6.7 | 96 | 6.7
2016-11-26 23:00 | 24:00 | 6.1 | 100 | 6.2
2016-11-27 | 1:00 | 5.6 | 96 | 6.2
2016-11-27 01:00 | 2:00 | 5 | 100 | 4.6
2016-11-27 02:00 | 3:00 | 4.4 | 100 | 4.6
2016-11-27 03:00 | 4:00 | 4.4 | 100 | 4.1
2016-11-27 04:00 | 5:00 | 4.4 | 100 | 3.6
2016-11-27 05:00 | 6:00 | 3.9 | 100 | 3.6
2016-11-27 06:00 | 7:00 | 3.9 | 100 | 3.1
2016-11-27 07:00 | 8:00 | 3.9 | 100 | 2.6
2016-11-27 08:00 | 9:00 | 3.9 | 96 | 3.1
2016-11-27 09:00 | 10:00 | 4.4 | 93 | 4.1
2016-11-27 10:00 | 11:00 | 4.4 | 93 | 3.6
2016-11-27 11:00 | 12:00 | 5.6 | 96 | 3.1
2016-11-27 12:00 | 13:00 | 6.7 | 82 | 3.6
2016-11-27 13:00 | 14:00 | 7.8 | 82 | 3.1
2016-11-27 14:00 | 15:00 | 7.2 | 82 | 2.6
2016-11-27 15:00 | 16:00 | 7.2 | 82 | 7.2
2016-11-27 16:00 | 17:00 | 7.2 | 82 | 8.2
2016-11-27 17:00 | 18:00 | 6.7 | 89 | 9.3
2016-11-27 18:00 | 19:00 | 6.1 | 89 | 10.3
2016-11-27 19:00 | 20:00 | 6.1 | 89 | 12.4
2016-11-27 20:00 | 21:00 | 5.6 | 89 | 10.3
2016-11-27 21:00 | 22:00 | 5.6 | 89 | 10.8
2016-11-27 22:00 | 23:00 | 5.6 | 89 | 10.8
2016-11-27 23:00 | 24:00 | 4.4 | 89 | 7.7
2016-11-28 | 1:00 | 3.9 | 93 | 7.2
2016-11-28 01:00 | 2:00 | 3.9 | 93 | 7.2
2016-11-28 02:00 | 3:00 | 3.9 | 86 | 6.2
2016-11-28 03:00 | 4:00 | 3.3 | 79 | 6.2
2016-11-28 04:00 | 5:00 | 3.3 | 79 | 5.2
2016-11-28 05:00 | 6:00 | 2.8 | 75 | 5.2
2016-11-28 06:00 | 7:00 | 2.8 | 68 | 4.6
2016-11-28 07:00 | 8:00 | 2.8 | 68 | 4.1
2016-11-28 08:00 | 9:00 | 3.9 | 66 | 3.6
2016-11-28 09:00 | 10:00 | 3.9 | 63 | 4.1
2016-11-28 10:00 | 11:00 | 3.9 | 63 | 3.6
2016-11-28 11:00 | 12:00 | 6.7 | 52 | 4.1
2016-11-28 12:00 | 13:00 | 7.2 | 50 | 2.6
2016-11-28 13:00 | 14:00 | 7.2 | 50 | 3.1
2016-11-28 14:00 | 15:00 | 6.7 | 49 | 4.1
2016-11-28 15:00 | 16:00 | 6.1 | 51 | 7.2
2016-11-28 16:00 | 17:00 | 6.1 | 51 | 8.2
2016-11-28 17:00 | 18:00 | 5 | 53 | 7.7
2016-11-28 18:00 | 19:00 | 4.4 | 55 | 8.8
2016-11-28 19:00 | 20:00 | 4.4 | 55 | 10.3
2016-11-28 20:00 | 21:00 | 3.3 | 60 | 8.8
2016-11-28 21:00 | 22:00 | 2.8 | 65 | 8.8
2016-11-28 22:00 | 23:00 | 2.8 | 65 | 8.8
2016-11-28 23:00 | 24:00 | 2.2 | 65 | 6.7
2016-11-29 | 1:00 | 1.7 | 67 | 6.7
2016-11-29 01:00 | 2:00 | 1.7 | 67 | 3.6
2016-11-29 02:00 | 3:00 | 1.7 | 70 | 5.2
2016-11-29 03:00 | 4:00 | 1.7 | 70 | 4.6
2016-11-29 04:00 | 5:00 | 1.7 | 70 | 4.6
2016-11-29 05:00 | 6:00 | 1.1 | 70 | 3.6
2016-11-29 06:00 | 7:00 | 1.1 | 70 | 4.1
2016-11-29 07:00 | 8:00 | 1.1 | 70 | 3.6
2016-11-29 08:00 | 9:00 | 2.8 | 59 | 4.1
2016-11-29 09:00 | 10:00 | 3.9 | 55 | 3.1
2016-11-29 10:00 | 11:00 | 3.9 | 55 | 2.1
2016-11-29 11:00 | 12:00 | 6.1 | 47 | 3.1
2016-11-29 12:00 | 13:00 | 7.2 | 46 | 3.6
2016-11-29 13:00 | 14:00 | 7.2 | 46 | 3.1
2016-11-29 14:00 | 15:00 | 7.8 | 42 | 4.1
2016-11-29 15:00 | 16:00 | 7.2 | 42 | 4.6
2016-11-29 16:00 | 17:00 | 7.2 | 42 | 4.1
2016-11-29 17:00 | 18:00 | 6.7 | 43 | 5.2
2016-11-29 18:00 | 19:00 | 6.1 | 47 | 6.2
2016-11-29 19:00 | 20:00 | 6.1 | 47 | 7.7
2016-11-29 20:00 | 21:00 | 5.6 | 51 | 5.2
2016-11-29 21:00 | 22:00 | 3.9 | 57 | 4.1
2016-11-29 22:00 | 23:00 | 3.9 | 57 | 4.1
2016-11-29 23:00 | 24:00 | 3.3 | 63 | 3.1
2016-11-30 | 1:00 | 2.8 | 68 | 1
2016-11-30 01:00 | 2:00 | 2.8 | 68 | 2.6
2016-11-30 02:00 | 3:00 | 2.2 | 81 | 2.1
2016-11-30 03:00 | 4:00 | 2.2 | 85 | 3.1
2016-11-30 04:00 | 5:00 | 2.2 | 85 | 4.6
2016-11-30 05:00 | 6:00 | 3.3 | 82 | 2.6
2016-11-30 06:00 | 7:00 | 4.4 | 83 | 2.6
2016-11-30 07:00 | 8:00 | 4.4 | 83 | 4.6
2016-11-30 08:00 | 9:00 | 6.7 | 79 | 5.2
2016-11-30 09:00 | 10:00 | 7.2 | 76 | 6.2
2016-11-30 10:00 | 11:00 | 7.2 | 76 | 7.7
2016-11-30 11:00 | 12:00 | 6.7 | 93 | 7.7
2016-11-30 12:00 | 13:00 | 7.2 | 97 | 9.3
2016-11-30 13:00 | 14:00 | 7.2 | 97 | 7.7
2016-11-30 14:00 | 15:00 | 9.4 | 97 | 7.7
2016-11-30 15:00 | 16:00 | 10 | 96 | 8.2
2016-11-30 16:00 | 17:00 | 10 | 96 | 5.7
2016-11-30 17:00 | 18:00 | 11.1 | 100 | 4.6
2016-11-30 18:00 | 19:00 | 13.2 | 99 | 4.1
2016-11-30 19:00 | 20:00 | 13.6 | 99 | 5.2
2016-11-30 20:00 | 21:00 | 14.1 | 98 | 5.2
2016-11-30 21:00 | 22:00 | 9.6 | 85 | 5.6
2016-11-30 22:00 | 23:00 | 5.1 | 72 | 6.1
2016-11-30 23:00 | 24:00 | 0.5 | 57 | 6.5
2019-12-01 | 1:00 | -4.3 | 47 | 6.9
2019-12-01 01:00 | 2:00 | -4.6 | 49 | 7.3
2019-12-01 02:00 | 3:00 | -4.8 | 50 | 7.8
2019-12-01 03:00 | 4:00 | -5 | 52 | 8.2
2019-12-01 04:00 | 5:00 | -4.8 | 52 | 8.8
2019-12-01 05:00 | 6:00 | -4.3 | 51 | 6.7
2019-12-01 06:00 | 7:00 | -5 | 53 | 6.7
2019-12-01 07:00 | 8:00 | -4.4 | 50 | 6.2
2019-12-01 08:00 | 9:00 | -2.8 | 49 | 8.2
2019-12-01 09:00 | 10:00 | -1.7 | 49 | 6.7
2019-12-01 10:00 | 11:00 | -1.7 | 49 | 6.7
2019-12-01 11:00 | 12:00 | 0 | 54 | 10.3
2019-12-01 12:00 | 13:00 | 0.6 | 54 | 11.3
2019-12-01 13:00 | 14:00 | 0.6 | 54 | 8.2
2019-12-01 14:00 | 15:00 | 0.6 | 57 | 9.8
2019-12-01 15:00 | 16:00 | 0.6 | 57 | 11.3
2019-12-01 16:00 | 17:00 | 0.6 | 57 | 8.8
2019-12-01 17:00 | 18:00 | 1.1 | 77 | 6.2
2019-12-01 18:00 | 19:00 | 2.2 | 81 | 8.2
2019-12-01 19:00 | 20:00 | 2.2 | 85 | 8.8
2019-12-01 20:00 | 21:00 | 3.3 | 82 | 7.7
2019-12-01 21:00 | 22:00 | 3.3 | 82 | 7.7
2019-12-01 22:00 | 23:00 | 2.8 | 82 | 8.2
2019-12-01 23:00 | 24:00 | 3 | 87 | 6.2
2019-12-02 | 1:00 | 3 | 87 | 7.2
2019-12-02 01:00 | 2:00 | 3.9 | 82 | 6.7
2019-12-02 02:00 | 3:00 | 5 | 76 | 6.2
2019-12-02 03:00 | 4:00 | 5 | 79 | 6.7
2019-12-02 04:00 | 5:00 | 5 | 79 | 9.3
2019-12-02 05:00 | 6:00 | 5 | 81 | 7.7
2019-12-02 06:00 | 7:00 | 5 | 82 | 6.2
2019-12-02 07:00 | 8:00 | 5.6 | 79 | 5.2
2019-12-02 08:00 | 9:00 | 5.6 | 82 | 4.6
2019-12-02 09:00 | 10:00 | 3.9 | 82 | 11.3
2019-12-02 10:00 | 11:00 | 3.9 | 86 | 7.7
2019-12-02 11:00 | 12:00 | 3.3 | 85 | 5.2
2019-12-02 12:00 | 13:00 | 5 | 86 | 8.2
2019-12-02 13:00 | 14:00 | 5 | 86 | 8.2
2019-12-02 14:00 | 15:00 | 3.3 | 85 | 9.8
2019-12-02 15:00 | 16:00 | 2.2 | 85 | 8.8
2019-12-02 16:00 | 17:00 | 2.2 | 85 | 8.8
2019-12-02 17:00 | 18:00 | 1.1 | 88 | 8.2
2019-12-02 18:00 | 19:00 | 0 | 83 | 9.3
2019-12-02 19:00 | 20:00 | 0 | 83 | 11.8
2019-12-02 20:00 | 21:00 | -1.1 | 79 | 11.8
2019-12-02 21:00 | 22:00 | -1.7 | 83 | 9.3
2019-12-02 22:00 | 23:00 | -1.7 | 83 | 7.7
2019-12-02 23:00 | 24:00 | -1.1 | 79 | 7.7
2019-12-03 | 1:00 | -1.1 | 79 | 8.8
2019-12-03 01:00 | 2:00 | -1.1 | 79 | 9.3
2019-12-03 02:00 | 3:00 | -1.1 | 79 | 9.8
2019-12-03 03:00 | 4:00 | -1.1 | 76 | 8.8
2019-12-03 04:00 | 5:00 | -1.1 | 76 | 7.7
2019-12-03 05:00 | 6:00 | -1.1 | 79 | 7.2
2019-12-03 06:00 | 7:00 | -0.6 | 80 | 7.2
2019-12-03 07:00 | 8:00 | -0.6 | 80 | 5.7
2019-12-03 08:00 | 9:00 | 0 | 79 | 8.2
2019-12-03 09:00 | 10:00 | 0 | 78 | 8.2
2019-12-03 10:00 | 11:00 | 0 | 79 | 7.7
2019-12-03 11:00 | 12:00 | 0.6 | 80 | 7.7
2019-12-03 12:00 | 13:00 | 1 | 72 | 7.2
2019-12-03 13:00 | 14:00 | 1.1 | 73 | 7.2
2019-12-03 14:00 | 15:00 | 1.1 | 77 | 6.2
2019-12-03 15:00 | 16:00 | 0.6 | 76 | 6.2
2019-12-03 16:00 | 17:00 | 1.7 | 61 | 8.8
2019-12-03 17:00 | 18:00 | 1.7 | 50 | 9.3
2019-12-03 18:00 | 19:00 | 1.1 | 55 | 5.2
2019-12-03 19:00 | 20:00 | 1.1 | 55 | 6.7
2019-12-03 20:00 | 21:00 | 0.6 | 52 | 7.2
2019-12-03 21:00 | 22:00 | 0.6 | 52 | 7.2
2019-12-03 22:00 | 23:00 | 0.6 | 52 | 5.7
2019-12-03 23:00 | 24:00 | 0 | 52 | 6.2
2019-12-04 | 1:00 | 1.7 | 48 | 5.7
2019-12-04 01:00 | 2:00 | 1.7 | 48 | 5.2
2019-12-04 02:00 | 3:00 | 0 | 49 | 4.1
2019-12-04 03:00 | 4:00 | 0 | 52 | 4.6
2019-12-04 04:00 | 5:00 | 0 | 52 | 6.7
2019-12-04 05:00 | 6:00 | 0.6 | 45 | 5.7
2019-12-04 06:00 | 7:00 | -1.1 | 54 | 2.1
2019-12-04 07:00 | 8:00 | -1.1 | 54 | 3.1
2019-12-04 08:00 | 9:00 | 0 | 60 | 3.1
2019-12-04 09:00 | 10:00 | 1.1 | 58 | 3.6
2019-12-04 10:00 | 11:00 | 1.1 | 58 | 1.5
2019-12-04 11:00 | 12:00 | 2.8 | 62 | 0
2019-12-04 12:00 | 13:00 | 3.3 | 63 | 3.1
2019-12-04 13:00 | 14:00 | 3.3 | 63 | 4.6
2019-12-04 14:00 | 15:00 | 3.3 | 63 | 4.6
2019-12-04 15:00 | 16:00 | 3.3 | 66 | 4.6
2019-12-04 16:00 | 17:00 | 3.3 | 66 | 4.1
2019-12-04 17:00 | 18:00 | 3.3 | 66 | 4.6
2019-12-04 18:00 | 19:00 | 3.3 | 66 | 4.1
2019-12-04 19:00 | 20:00 | 3.3 | 66 | 5.2
2019-12-04 20:00 | 21:00 | 3.9 | 63 | 3.6
2019-12-04 21:00 | 22:00 | 3.9 | 63 | 4.1
2019-12-04 22:00 | 23:00 | 3.9 | 63 | 5.2
2019-12-04 23:00 | 24:00 | 3.3 | 66 | 4.1
2019-12-05 | 1:00 | 3.3 | 66 | 4.1
2019-12-05 01:00 | 2:00 | 3.3 | 66 | 3.1
2019-12-05 02:00 | 3:00 | 2.8 | 68 | 3.1
2019-12-05 03:00 | 4:00 | 2.8 | 68 | 3.6
2019-12-05 04:00 | 5:00 | 2.8 | 68 | 3.6
2019-12-05 05:00 | 6:00 | 2.8 | 68 | 4.6
2019-12-05 06:00 | 7:00 | 2.8 | 65 | 4.1
2019-12-05 07:00 | 8:00 | 2.8 | 65 | 4.1
2019-12-05 08:00 | 9:00 | 4.4 | 61 | 3.1
2019-12-05 09:00 | 10:00 | 5.6 | 58 | 3.1
2019-12-05 10:00 | 11:00 | 5.6 | 58 | 2.1
2019-12-05 11:00 | 12:00 | 6.7 | 49 | 1.5
2019-12-05 12:00 | 13:00 | 7.2 | 46 | 1.5
2019-12-05 13:00 | 14:00 | 7.2 | 46 | 4.1
2019-12-05 14:00 | 15:00 | 6.1 | 45 | 5.2
2019-12-05 15:00 | 16:00 | 6.1 | 45 | 5.2
2019-12-05 16:00 | 17:00 | 6.1 | 45 | 7.2
2019-12-05 17:00 | 18:00 | 4.4 | 40 | 10.3
2019-12-05 18:00 | 19:00 | 3.9 | 39 | 10.8
2019-12-05 19:00 | 20:00 | 3.9 | 39 | 9.3
2019-12-05 20:00 | 21:00 | 2.2 | 42 | 9.8
2019-12-05 21:00 | 22:00 | 1.7 | 46 | 12.4
2019-12-05 22:00 | 23:00 | 1.7 | 46 | 11.3
2019-12-05 23:00 | 24:00 | 0.6 | 41 | 10.8
2019-12-06 | 1:00 | 0 | 43 | 13.4
2019-12-06 01:00 | 2:00 | 0 | 43 | 12.4
2019-12-06 02:00 | 3:00 | 0 | 45 | 12.9
2019-12-06 03:00 | 4:00 | -0.6 | 47 | 12.4
2019-12-06 04:00 | 5:00 | -0.6 | 47 | 16.5
2019-12-06 05:00 | 6:00 | -0.6 | 47 | 14.9
2019-12-06 06:00 | 7:00 | -1.1 | 51 | 14.4
2019-12-06 07:00 | 8:00 | -1.1 | 51 | 10.8
2019-12-06 08:00 | 9:00 | 0 | 52 | 7.7
2019-12-06 09:00 | 10:00 | 1.1 | 50 | 7.7
2019-12-06 10:00 | 11:00 | 1.1 | 50 | 9.3
2019-12-06 11:00 | 12:00 | 2.2 | 51 | 7.2
2019-12-06 12:00 | 13:00 | 2.2 | 48 | 9.8
2019-12-06 13:00 | 14:00 | 2.2 | 48 | 7.7
2019-12-06 14:00 | 15:00 | 2.8 | 49 | 9.3
2019-12-06 15:00 | 16:00 | 1.1 | 64 | 14.9
2019-12-06 16:00 | 17:00 | 0.6 | 76 | 16.5
2019-12-06 17:00 | 18:00 | 1.1 | 80 | 7.7
2019-12-06 18:00 | 19:00 | 2.2 | 81 | 10.8
2019-12-06 19:00 | 20:00 | 2.8 | 78 | 9.8
2019-12-06 20:00 | 21:00 | 2.2 | 74 | 10.3
2019-12-06 21:00 | 22:00 | 1.1 | 77 | 10.3
2019-12-06 22:00 | 23:00 | 1.1 | 77 | 12.4
2019-12-06 23:00 | 24:00 | 0.6 | 66 | 9.8
2019-12-07 | 1:00 | 0 | 69 | 10.8
2019-12-07 01:00 | 2:00 | 0 | 69 | 9.8
2019-12-07 02:00 | 3:00 | -0.6 | 63 | 10.3
2019-12-07 03:00 | 4:00 | -1.1 | 54 | 13.4
2019-12-07 04:00 | 5:00 | -1.1 | 54 | 11.3
2019-12-07 05:00 | 6:00 | -2.2 | 54 | 10.3
2019-12-07 06:00 | 7:00 | -2.2 | 54 | 8.8
2019-12-07 07:00 | 8:00 | -2.2 | 54 | 8.8
2019-12-07 08:00 | 9:00 | -1.1 | 47 | 7.2
2019-12-07 09:00 | 10:00 | -0.6 | 45 | 8.8
2019-12-07 10:00 | 11:00 | -0.6 | 45 | 8.2
2019-12-07 11:00 | 12:00 | 1.1 | 41 | 8.2
2019-12-07 12:00 | 13:00 | 1.1 | 41 | 10.3
2019-12-07 13:00 | 14:00 | 1.1 | 41 | 9.3
2019-12-07 14:00 | 15:00 | 1.1 | 37 | 8.8
2019-12-07 15:00 | 16:00 | 1.1 | 34 | 8.8
2019-12-07 16:00 | 17:00 | 1.1 | 34 | 7.7
2019-12-07 17:00 | 18:00 | 0 | 37 | 7.2
2019-12-07 18:00 | 19:00 | -0.6 | 41 | 6.2
2019-12-07 19:00 | 20:00 | -0.6 | 41 | 6.7
2019-12-07 20:00 | 21:00 | -1.7 | 44 | 8.8
2019-12-07 21:00 | 22:00 | -2.2 | 48 | 7.7
2019-12-07 22:00 | 23:00 | -2.2 | 48 | 8.2
2019-12-07 23:00 | 24:00 | -2.8 | 49 | 7.2
2019-12-08 | 1:00 | -2.8 | 49 | 6.7
2019-12-08 01:00 | 2:00 | -2.8 | 49 | 6.7
2019-12-08 02:00 | 3:00 | -3.9 | 53 | 6.7
2019-12-08 03:00 | 4:00 | -4.4 | 56 | 6.7
2019-12-08 04:00 | 5:00 | -4.4 | 56 | 7.2
2019-12-08 05:00 | 6:00 | -4.4 | 56 | 7.2
2019-12-08 06:00 | 7:00 | -4.4 | 56 | 7.2
2019-12-08 07:00 | 8:00 | -4.4 | 56 | 7.2
2019-12-08 08:00 | 9:00 | -3.3 | 59 | 6.2
2019-12-08 09:00 | 10:00 | -1.1 | 42 | 5.7
2019-12-08 10:00 | 11:00 | -1.1 | 42 | 6.2
2019-12-08 11:00 | 12:00 | 1.1 | 34 | 7.2
2019-12-08 12:00 | 13:00 | 2.2 | 30 | 5.2
2019-12-08 13:00 | 14:00 | 2.2 | 30 | 5.7
2019-12-08 14:00 | 15:00 | 2.2 | 38 | 5.2
2019-12-08 15:00 | 16:00 | 2.2 | 48 | 5.2
2019-12-08 16:00 | 17:00 | 2.2 | 48 | 4.1
2019-12-08 17:00 | 18:00 | 2.2 | 53 | 5.7
2019-12-08 18:00 | 19:00 | 2.2 | 59 | 5.2
2019-12-08 19:00 | 20:00 | 2.2 | 59 | 4.1
2019-12-08 20:00 | 21:00 | 2.2 | 65 | 4.6
2019-12-08 21:00 | 22:00 | 3.3 | 69 | 5.2
2019-12-08 22:00 | 23:00 | 3.3 | 69 | 3.6
2019-12-08 23:00 | 24:00 | 5 | 64 | 3.6
2019-12-09 | 1:00 | 6.1 | 65 | 3.6
2019-12-09 01:00 | 2:00 | 6.1 | 65 | 3.6
2019-12-09 02:00 | 3:00 | 5.6 | 73 | 3.6
2019-12-09 03:00 | 4:00 | 6.7 | 73 | 4.1
2019-12-09 04:00 | 5:00 | 6.7 | 73 | 3.1
2019-12-09 05:00 | 6:00 | 6.1 | 79 | 2.6
2019-12-09 06:00 | 7:00 | 6.7 | 79 | 3.1
2019-12-09 07:00 | 8:00 | 5.6 | 79 | 2.6
2019-12-09 08:00 | 9:00 | 7.2 | 86 | 2.6
2019-12-09 09:00 | 10:00 | 7.2 | 90 | 2.6
2019-12-09 10:00 | 11:00 | 7.8 | 86 | 0
2019-12-09 11:00 | 12:00 | 8.9 | 86 | 0
2019-12-09 12:00 | 13:00 | 12.2 | 86 | 2.1
2019-12-09 13:00 | 14:00 | 12.2 | 86 | 1.5
2019-12-09 14:00 | 15:00 | 13.3 | 84 | 0
2019-12-09 15:00 | 16:00 | 13.3 | 84 | 0
2019-12-09 16:00 | 17:00 | 13.3 | 84 | 1.5
2019-12-09 17:00 | 18:00 | 12.8 | 86 | 2.1
2019-12-09 18:00 | 19:00 | 13.3 | 87 | 2.6
2019-12-09 19:00 | 20:00 | 13.3 | 84 | 2.6
2019-12-09 20:00 | 21:00 | 13.3 | 87 | 2.1
2019-12-09 21:00 | 22:00 | 13.3 | 87 | 2.1
2019-12-09 22:00 | 23:00 | 15 | 83 | 2.1
2019-12-09 23:00 | 24:00 | 15.6 | 80 | 1.5
2019-12-10 | 1:00 | 15.6 | 80 | 2.1
2019-12-10 01:00 | 2:00 | 15.6 | 80 | 2.1
2019-12-10 02:00 | 3:00 | 15 | 82 | 1.5
2019-12-10 03:00 | 4:00 | 14.4 | 81 | 2.6
2019-12-10 04:00 | 5:00 | 14.4 | 81 | 1.5
2019-12-10 05:00 | 6:00 | 14.4 | 78 | 2.6
2019-12-10 06:00 | 7:00 | 14.4 | 78 | 2.6
2019-12-10 07:00 | 8:00 | 14.4 | 78 | 3.1
2019-12-10 08:00 | 9:00 | 15.6 | 75 | 2.1
2019-12-10 09:00 | 10:00 | 16.1 | 72 | 2.6
2019-12-10 10:00 | 11:00 | 16.1 | 72 | 3.1
2019-12-10 11:00 | 12:00 | 17.2 | 67 | 3.6
2019-12-10 12:00 | 13:00 | 16.7 | 67 | 2.6
2019-12-10 13:00 | 14:00 | 16.7 | 67 | 2.6
2019-12-10 14:00 | 15:00 | 15 | 77 | 2.1
2019-12-10 15:00 | 16:00 | 14.4 | 81 | 2.6
2019-12-10 16:00 | 17:00 | 14.4 | 81 | 3.1
2019-12-10 17:00 | 18:00 | 13.9 | 80 | 2.6
2019-12-10 18:00 | 19:00 | 13.9 | 80 | 2.1
2019-12-10 19:00 | 20:00 | 13.9 | 77 | 4.1
2019-12-10 20:00 | 21:00 | 9.4 | 66 | 2.6
2019-12-10 21:00 | 22:00 | 7.8 | 71 | 4.6
2019-12-10 22:00 | 23:00 | 7.8 | 71 | 4.6
2019-12-10 23:00 | 24:00 | 7.2 | 74 | 2.6
2019-12-11 | 1:00 | 5.6 | 73 | 5.2
2019-12-11 01:00 | 2:00 | 5 | 76 | 4.6
2019-12-11 02:00 | 3:00 | 2.8 | 78 | 6.2
2019-12-11 03:00 | 4:00 | 2.2 | 78 | 6.2
2019-12-11 04:00 | 5:00 | 1.1 | 77 | 7.2
2019-12-11 05:00 | 6:00 | 0.6 | 76 | 5.2
2019-12-11 06:00 | 7:00 | 0.6 | 80 | 4.1
2019-12-11 07:00 | 8:00 | 0 | 79 | 3.6
2019-12-11 08:00 | 9:00 | 0.6 | 80 | 6.7
2019-12-11 09:00 | 10:00 | 0.6 | 76 | 7.2
2019-12-11 10:00 | 11:00 | 0.6 | 76 | 8.2
2019-12-11 11:00 | 12:00 | 1.7 | 64 | 7.7
2019-12-11 12:00 | 13:00 | 1.1 | 61 | 8.8
2019-12-11 13:00 | 14:00 | 1.1 | 61 | 11.8
2019-12-11 14:00 | 15:00 | 1.7 | 44 | 9.3
2019-12-11 15:00 | 16:00 | 1.1 | 52 | 8.8
2019-12-11 16:00 | 17:00 | 1.1 | 52 | 5.7
2019-12-11 17:00 | 18:00 | 0.6 | 54 | 6.2
2019-12-11 18:00 | 19:00 | 0.6 | 54 | 4.1
2019-12-11 19:00 | 20:00 | 0.6 | 54 | 3.1
2019-12-11 20:00 | 21:00 | -0.6 | 63 | 4.1
2019-12-11 21:00 | 22:00 | 0 | 62 | 5.7
2019-12-11 22:00 | 23:00 | 0 | 62 | 11.3
2019-12-11 23:00 | 24:00 | 0 | 57 | 8.8
2019-12-12 | 1:00 | 0 | 47 | 12.4
2019-12-12 01:00 | 2:00 | 0 | 47 | 12.9
2019-12-12 02:00 | 3:00 | -1.7 | 46 | 8.8
2019-12-12 03:00 | 4:00 | -2.2 | 46 | 8.2
2019-12-12 04:00 | 5:00 | -2.2 | 46 | 8.8
2019-12-12 05:00 | 6:00 | -2.8 | 44 | 12.9
2019-12-12 06:00 | 7:00 | -3.3 | 42 | 10.3
2019-12-12 07:00 | 8:00 | -3.3 | 42 | 9.3
2019-12-12 08:00 | 9:00 | -2.2 | 38 | 7.7
2019-12-12 09:00 | 10:00 | -1.1 | 36 | 8.2
2019-12-12 10:00 | 11:00 | -1.1 | 36 | 7.2
2019-12-12 11:00 | 12:00 | -0.6 | 37 | 8.8
2019-12-12 12:00 | 13:00 | 0 | 35 | 10.3
2019-12-12 13:00 | 14:00 | 0 | 35 | 9.8
2019-12-12 14:00 | 15:00 | 0 | 37 | 8.8
2019-12-12 15:00 | 16:00 | 0 | 39 | 5.2
2019-12-12 16:00 | 17:00 | 0 | 39 | 7.2
2019-12-12 17:00 | 18:00 | 0 | 40 | 5.2
2019-12-12 18:00 | 19:00 | -0.6 | 45 | 6.2
2019-12-12 19:00 | 20:00 | -0.6 | 45 | 6.7
2019-12-12 20:00 | 21:00 | -1.1 | 54 | 6.2
2019-12-12 21:00 | 22:00 | -1.7 | 57 | 6.7
2019-12-12 22:00 | 23:00 | -1.7 | 57 | 7.2
2019-12-12 23:00 | 24:00 | -1.7 | 59 | 5.7
2019-12-13 | 1:00 | -2.2 | 59 | 6.2
2019-12-13 01:00 | 2:00 | -2.2 | 59 | 5.2
2019-12-13 02:00 | 3:00 | -1.7 | 59 | 5.2
2019-12-13 03:00 | 4:00 | -1.1 | 62 | 6.7
2019-12-13 04:00 | 5:00 | -1.1 | 62 | 6.7
2019-12-13 05:00 | 6:00 | 0.6 | 66 | 5.2
2019-12-13 06:00 | 7:00 | 0.6 | 66 | 6.2
2019-12-13 07:00 | 8:00 | 0.6 | 66 | 6.2
2019-12-13 08:00 | 9:00 | 2.2 | 71 | 7.2
2019-12-13 09:00 | 10:00 | 3.3 | 69 | 8.2
2019-12-13 10:00 | 11:00 | 3.3 | 69 | 6.7
2019-12-13 11:00 | 12:00 | 5 | 67 | 7.7
2019-12-13 12:00 | 13:00 | 5 | 73 | 5.7
2019-12-13 13:00 | 14:00 | 5 | 73 | 5.7
2019-12-13 14:00 | 15:00 | 5.6 | 76 | 6.7
2019-12-13 15:00 | 16:00 | 6.7 | 76 | 6.2
2019-12-13 16:00 | 17:00 | 6.7 | 76 | 3.6
2019-12-13 17:00 | 18:00 | 7 | 81 | 4.1
2019-12-13 18:00 | 19:00 | 7.2 | 86 | 3.6
2019-12-13 19:00 | 20:00 | 7.2 | 86 | 3.1
2019-12-13 20:00 | 21:00 | 7.2 | 86 | 4.1
2019-12-13 21:00 | 22:00 | 7.8 | 86 | 4.6
2019-12-13 22:00 | 23:00 | 7.8 | 86 | 3.6
2019-12-13 23:00 | 24:00 | 8.3 | 86 | 2.6
2019-12-14 | 1:00 | 8.3 | 86 | 2.1
2019-12-14 01:00 | 2:00 | 8.3 | 86 | 4.1
2019-12-14 02:00 | 3:00 | 8.9 | 89 | 3.1
2019-12-14 03:00 | 4:00 | 9.4 | 90 | 4.6
2019-12-14 04:00 | 5:00 | 9.4 | 90 | 3.6
2019-12-14 05:00 | 6:00 | 10 | 89 | 3.1
2019-12-14 06:00 | 7:00 | 10.6 | 89 | 2.6
2019-12-14 07:00 | 8:00 | 11.7 | 86 | 3.6
2019-12-14 08:00 | 9:00 | 11.1 | 89 | 3.6
2019-12-14 09:00 | 10:00 | 10.6 | 89 | 2.6
2019-12-14 10:00 | 11:00 | 11.1 | 89 | 3.1
2019-12-14 11:00 | 12:00 | 12.2 | 90 | 3.6
2019-12-14 12:00 | 13:00 | 12.2 | 93 | 2.1
2019-12-14 13:00 | 14:00 | 13.9 | 87 | 6.7
2019-12-14 14:00 | 15:00 | 12.2 | 90 | 7.2
2019-12-14 15:00 | 16:00 | 13.9 | 89 | 9.3
2019-12-14 16:00 | 17:00 | 13.9 | 89 | 10.3
2019-12-14 17:00 | 18:00 | 15 | 90 | 10.8
2019-12-14 18:00 | 19:00 | 15 | 90 | 12.4
2019-12-14 19:00 | 20:00 | 15 | 90 | 12.9
2019-12-14 20:00 | 21:00 | 14.4 | 84 | 14.9
2019-12-14 21:00 | 22:00 | 14.4 | 84 | 12.9
2019-12-14 22:00 | 23:00 | 14.4 | 78 | 12.9
2019-12-14 23:00 | 24:00 | 12.8 | 66 | 14.9
2019-12-15 | 1:00 | 12.2 | 66 | 11.8
2019-12-15 01:00 | 2:00 | 11.7 | 63 | 10.3
2019-12-15 02:00 | 3:00 | 7.8 | 53 | 9.8
2019-12-15 03:00 | 4:00 | 7.2 | 55 | 10.8
2019-12-15 04:00 | 5:00 | 7.2 | 55 | 11.3
2019-12-15 05:00 | 6:00 | 7.2 | 52 | 8.8
2019-12-15 06:00 | 7:00 | 7.8 | 50 | 7.7
2019-12-15 07:00 | 8:00 | 7.8 | 50 | 9.8
2019-12-15 08:00 | 9:00 | 8.3 | 40 | 8.8
2019-12-15 09:00 | 10:00 | 8.3 | 40 | 10.8
2019-12-15 10:00 | 11:00 | 8.3 | 40 | 9.8
2019-12-15 11:00 | 12:00 | 8.9 | 39 | 8.8
2019-12-15 12:00 | 13:00 | 9.4 | 37 | 8.8
2019-12-15 13:00 | 14:00 | 9.4 | 37 | 10.8
2019-12-15 14:00 | 15:00 | 8.3 | 35 | 13.9
2019-12-15 15:00 | 16:00 | 7.8 | 38 | 12.9
2019-12-15 16:00 | 17:00 | 7.8 | 38 | 9.3
2019-12-15 17:00 | 18:00 | 5.6 | 40 | 11.8
2019-12-15 18:00 | 19:00 | 4.4 | 38 | 12.9
2019-12-15 19:00 | 20:00 | 4.4 | 38 | 11.3
2019-12-15 20:00 | 21:00 | 2.8 | 33 | 11.8
2019-12-15 21:00 | 22:00 | 2.2 | 30 | 9.8
2019-12-15 22:00 | 23:00 | 2.2 | 30 | 9.8
2019-12-15 23:00 | 24:00 | 1.1 | 29 | 7.2
2019-12-16 | 1:00 | 1.1 | 31 | 7.7
2019-12-16 01:00 | 2:00 | 1.1 | 31 | 5.2
2019-12-16 02:00 | 3:00 | 0.6 | 27 | 5.7
2019-12-16 03:00 | 4:00 | 0.6 | 29 | 5.7
2019-12-16 04:00 | 5:00 | 0.6 | 29 | 5.2
2019-12-16 05:00 | 6:00 | 0 | 30 | 4.1
2019-12-16 06:00 | 7:00 | 0 | 32 | 6.7
2019-12-16 07:00 | 8:00 | 0 | 32 | 7.2
2019-12-16 08:00 | 9:00 | 0 | 35 | 7.2
2019-12-16 09:00 | 10:00 | 0 | 35 | 7.2
2019-12-16 10:00 | 11:00 | 0 | 35 | 4.6
2019-12-16 11:00 | 12:00 | 0.6 | 32 | 5.2
2019-12-16 12:00 | 13:00 | 1.1 | 31 | 4.1
2019-12-16 13:00 | 14:00 | 1.1 | 31 | 2.6
2019-12-16 14:00 | 15:00 | 1.7 | 31 | 2.6
2019-12-16 15:00 | 16:00 | 1.1 | 34 | 3.6
2019-12-16 16:00 | 17:00 | 1.1 | 34 | 3.6
2019-12-16 17:00 | 18:00 | 1.1 | 36 | 2.6
2019-12-16 18:00 | 19:00 | 1.1 | 37 | 2.6
2019-12-16 19:00 | 20:00 | 1.1 | 37 | 2.6
2019-12-16 20:00 | 21:00 | 0.6 | 37 | 2.6
2019-12-16 21:00 | 22:00 | 0.6 | 35 | 2.1
2019-12-16 22:00 | 23:00 | 0.6 | 35 | 3.1
2019-12-16 23:00 | 24:00 | 0 | 35 | 4.1
2019-12-17 | 1:00 | -0.6 | 41 | 3.1
2019-12-17 01:00 | 2:00 | -0.6 | 41 | 2.6
2019-12-17 02:00 | 3:00 | -0.6 | 38 | 3.6
2019-12-17 03:00 | 4:00 | 0 | 35 | 2.6
2019-12-17 04:00 | 5:00 | 0 | 35 | 4.1
2019-12-17 05:00 | 6:00 | -2 | 60 | 3.1
2019-12-17 06:00 | 7:00 | -2.8 | 72 | 4.1
2019-12-17 07:00 | 8:00 | -2.8 | 76 | 2.6
2019-12-17 08:00 | 9:00 | -1.7 | 80 | 6.7
2019-12-17 09:00 | 10:00 | -1.7 | 80 | 5.7
2019-12-17 10:00 | 11:00 | -1.1 | 79 | 5.2
2019-12-17 11:00 | 12:00 | -1.7 | 80 | 7.2
2019-12-17 12:00 | 13:00 | -1.1 | 79 | 10.8
2019-12-17 13:00 | 14:00 | -1.1 | 79 | 6.2
2019-12-17 14:00 | 15:00 | 0 | 79 | 9.3
2019-12-17 15:00 | 16:00 | 1.1 | 80 | 8.2
2019-12-17 16:00 | 17:00 | 2.2 | 85 | 9.3
2019-12-17 17:00 | 18:00 | 3.3 | 82 | 11.3
2019-12-17 18:00 | 19:00 | 2.8 | 85 | 11.8
2019-12-17 19:00 | 20:00 | 3.3 | 85 | 12.4
2019-12-17 20:00 | 21:00 | 1.1 | 84 | 9.8
2019-12-17 21:00 | 22:00 | 0.6 | 80 | 9.3
2019-12-17 22:00 | 23:00 | 0 | 79 | 8.8
2019-12-17 23:00 | 24:00 | -0.6 | 76 | 10.3
2019-12-18 | 1:00 | -0.6 | 80 | 9.8
2019-12-18 01:00 | 2:00 | -0.6 | 80 | 9.8
2019-12-18 02:00 | 3:00 | -0.6 | 76 | 13.4
2019-12-18 03:00 | 4:00 | -0.6 | 76 | 8.8
2019-12-18 04:00 | 5:00 | -0.6 | 76 | 10.3
2019-12-18 05:00 | 6:00 | -0.6 | 76 | 11.3
2019-12-18 06:00 | 7:00 | 0 | 76 | 9.8
2019-12-18 07:00 | 8:00 | 0 | 76 | 10.8
2019-12-18 08:00 | 9:00 | 0.6 | 69 | 12.9
2019-12-18 09:00 | 10:00 | 2.2 | 62 | 10.8
2019-12-18 10:00 | 11:00 | 2.2 | 62 | 10.3
2019-12-18 11:00 | 12:00 | 3.3 | 52 | 8.2
2019-12-18 12:00 | 13:00 | 3.3 | 52 | 10.3
2019-12-18 13:00 | 14:00 | 3.3 | 52 | 10.3
2019-12-18 14:00 | 15:00 | 2.8 | 57 | 10.3
2019-12-18 15:00 | 16:00 | 2.8 | 51 | 8.2
2019-12-18 16:00 | 17:00 | 2.8 | 51 | 7.2
2019-12-18 17:00 | 18:00 | 1.7 | 61 | 7.7
2019-12-18 18:00 | 19:00 | 0.6 | 49 | 8.2
2019-12-18 19:00 | 20:00 | 0.6 | 49 | 6.7
2019-12-18 20:00 | 21:00 | -1.1 | 40 | 8.8
2019-12-18 21:00 | 22:00 | -2.2 | 31 | 7.7
2019-12-18 22:00 | 23:00 | -2.2 | 31 | 6.2
2019-12-18 23:00 | 24:00 | -4.4 | 23 | 5.7
2019-12-19 | 1:00 | -5 | 24 | 6.2
2019-12-19 01:00 | 2:00 | -5 | 24 | 6.7
2019-12-19 02:00 | 3:00 | -7.2 | 35 | 7.2
2019-12-19 03:00 | 4:00 | -7.8 | 35 | 7.2
2019-12-19 04:00 | 5:00 | -7.8 | 35 | 5.2
2019-12-19 05:00 | 6:00 | -8.3 | 32 | 5.7
2019-12-19 06:00 | 7:00 | -9.4 | 34 | 5.7
2019-12-19 07:00 | 8:00 | -9.4 | 34 | 5.7
2019-12-19 08:00 | 9:00 | -8.9 | 34 | 4.6
2019-12-19 09:00 | 10:00 | -7.8 | 35 | 5.2
2019-12-19 10:00 | 11:00 | -7.8 | 35 | 4.1
2019-12-19 11:00 | 12:00 | -6.1 | 33 | 3.1
2019-12-19 12:00 | 13:00 | -5 | 30 | 1.5
2019-12-19 13:00 | 14:00 | -5 | 30 | 3.1
2019-12-19 14:00 | 15:00 | -3.9 | 31 | 3.1
2019-12-19 15:00 | 16:00 | -4.4 | 32 | 3.6
2019-12-19 16:00 | 17:00 | -4.4 | 32 | 2.6
2019-12-19 17:00 | 18:00 | -5 | 32 | 3.1
2019-12-19 18:00 | 19:00 | -5.6 | 30 | 3.6
2019-12-19 19:00 | 20:00 | -5.6 | 30 | 2.1
2019-12-19 20:00 | 21:00 | -5.6 | 33 | 2.6
2019-12-19 21:00 | 22:00 | -6.7 | 37 | 3.1
2019-12-19 22:00 | 23:00 | -6.7 | 37 | 2.6
2019-12-19 23:00 | 24:00 | -6.7 | 39 | 4.1
2019-12-20 | 1:00 | -6.7 | 37 | 3.6
2019-12-20 01:00 | 2:00 | -6.7 | 37 | 4.1
2019-12-20 02:00 | 3:00 | -7.2 | 38 | 4.6
2019-12-20 03:00 | 4:00 | -7.8 | 40 | 3.6
2019-12-20 04:00 | 5:00 | -7.8 | 40 | 4.1
2019-12-20 05:00 | 6:00 | -7.8 | 38 | 3.6
2019-12-20 06:00 | 7:00 | -7.8 | 40 | 3.6
2019-12-20 07:00 | 8:00 | -7.8 | 40 | 2.6
2019-12-20 08:00 | 9:00 | -7.2 | 42 | 2.1
2019-12-20 09:00 | 10:00 | -6.1 | 43 | 2.1
2019-12-20 10:00 | 11:00 | -6.1 | 43 | 3.1
2019-12-20 11:00 | 12:00 | -2.8 | 40 | 2.6
2019-12-20 12:00 | 13:00 | -1.1 | 36 | 3.1
2019-12-20 13:00 | 14:00 | -1.1 | 36 | 3.6
2019-12-20 14:00 | 15:00 | 0.6 | 35 | 3.6
2019-12-20 15:00 | 16:00 | 0 | 37 | 4.1
2019-12-20 16:00 | 17:00 | 0 | 37 | 4.1
2019-12-20 17:00 | 18:00 | -1.1 | 40 | 4.1
2019-12-20 18:00 | 19:00 | -1.7 | 42 | 5.2
2019-12-20 19:00 | 20:00 | -1.7 | 42 | 5.7
2019-12-20 20:00 | 21:00 | -2.8 | 46 | 5.2
2019-12-20 21:00 | 22:00 | -3.3 | 48 | 4.6
2019-12-20 22:00 | 23:00 | -3.3 | 48 | 5.7
2019-12-20 23:00 | 24:00 | -4.4 | 50 | 4.6
2019-12-21 | 1:00 | -5 | 53 | 3.6
2019-12-21 01:00 | 2:00 | -5 | 53 | 3.6
2019-12-21 02:00 | 3:00 | -5 | 56 | 3.6
2019-12-21 03:00 | 4:00 | -5 | 56 | 3.6
2019-12-21 04:00 | 5:00 | -5 | 56 | 7.2
2019-12-21 05:00 | 6:00 | -5.6 | 59 | 5.2
2019-12-21 06:00 | 7:00 | -5.6 | 59 | 4.6
2019-12-21 07:00 | 8:00 | -5.6 | 59 | 5.7
2019-12-21 08:00 | 9:00 | -3.9 | 56 | 5.2
2019-12-21 09:00 | 10:00 | -1.7 | 49 | 4.1
2019-12-21 10:00 | 11:00 | -1.7 | 49 | 6.2
2019-12-21 11:00 | 12:00 | 1 | 43 | 8.2
2019-12-21 12:00 | 13:00 | 0.6 | 52 | 7.2
2019-12-21 13:00 | 14:00 | 0.6 | 54 | 7.7
2019-12-21 14:00 | 15:00 | 1.1 | 58 | 7.7
2019-12-21 15:00 | 16:00 | 1.1 | 61 | 6.2
2019-12-21 16:00 | 17:00 | 1.1 | 61 | 6.7
2019-12-21 17:00 | 18:00 | 0.6 | 63 | 6.2
2019-12-21 18:00 | 19:00 | 1.1 | 67 | 6.2
2019-12-21 19:00 | 20:00 | 1.1 | 67 | 5.7
2019-12-21 20:00 | 21:00 | 1.1 | 67 | 5.7
2019-12-21 21:00 | 22:00 | 0.6 | 69 | 7.2
2019-12-21 22:00 | 23:00 | 1.1 | 67 | 6.2
2019-12-21 23:00 | 24:00 | 0.6 | 69 | 6.2
2019-12-22 | 1:00 | 0 | 72 | 6.2
2019-12-22 01:00 | 2:00 | 0 | 72 | 6.2
2019-12-22 02:00 | 3:00 | 0 | 72 | 5.2
2019-12-22 03:00 | 4:00 | 0.6 | 66 | 4.6
2019-12-22 04:00 | 5:00 | 0.6 | 66 | 4.6
2019-12-22 05:00 | 6:00 | 0 | 66 | 5.2
2019-12-22 06:00 | 7:00 | -0.6 | 69 | 4.1
2019-12-22 07:00 | 8:00 | -0.6 | 69 | 6.7
2019-12-22 08:00 | 9:00 | 1.1 | 64 | 5.7
2019-12-22 09:00 | 10:00 | 1.7 | 61 | 3.1
2019-12-22 10:00 | 11:00 | 1.7 | 61 | 4.6
2019-12-22 11:00 | 12:00 | 5.6 | 51 | 5.2
2019-12-22 12:00 | 13:00 | 6.1 | 45 | 4.6
2019-12-22 13:00 | 14:00 | 6.1 | 45 | 4.6
2019-12-22 14:00 | 15:00 | 6.7 | 45 | 5.2
2019-12-22 15:00 | 16:00 | 6.1 | 47 | 2.6
2019-12-22 16:00 | 17:00 | 6.1 | 47 | 3.1
2019-12-22 17:00 | 18:00 | 6.1 | 47 | 2.1
2019-12-22 18:00 | 19:00 | 6.1 | 49 | 3.1
2019-12-22 19:00 | 20:00 | 6.1 | 49 | 4.6
2019-12-22 20:00 | 21:00 | 4.4 | 53 | 4.1
2019-12-22 21:00 | 22:00 | 4.4 | 53 | 3.6
2019-12-22 22:00 | 23:00 | 4.4 | 53 | 3.1
2019-12-22 23:00 | 24:00 | 3.3 | 60 | 4.1
2019-12-23 | 1:00 | 2.2 | 62 | 3.1
2019-12-23 01:00 | 2:00 | 2.2 | 62 | 2.6
2019-12-23 02:00 | 3:00 | 2.2 | 68 | 2.6
2019-12-23 03:00 | 4:00 | 2.2 | 65 | 2.6
2019-12-23 04:00 | 5:00 | 2.2 | 65 | 3.1
2019-12-23 05:00 | 6:00 | 2.2 | 68 | 3.1
2019-12-23 06:00 | 7:00 | 3.3 | 66 | 2.6
2019-12-23 07:00 | 8:00 | 3.3 | 66 | 2.1
2019-12-23 08:00 | 9:00 | 5.6 | 64 | 2.6
2019-12-23 09:00 | 10:00 | 7.2 | 57 | 2.1
2019-12-23 10:00 | 11:00 | 7.2 | 57 | 2.1
2019-12-23 11:00 | 12:00 | 11.1 | 48 | 3.6
2019-12-23 12:00 | 13:00 | 12.2 | 45 | 4.1
2019-12-23 13:00 | 14:00 | 12.2 | 45 | 3.1
2019-12-23 14:00 | 15:00 | 13.3 | 42 | 4.1
2019-12-23 15:00 | 16:00 | 12.2 | 45 | 4.6
2019-12-23 16:00 | 17:00 | 12.2 | 45 | 4.6
2019-12-23 17:00 | 18:00 | 10.6 | 50 | 4.1
2019-12-23 18:00 | 19:00 | 11.1 | 48 | 5.7
2019-12-23 19:00 | 20:00 | 11.1 | 48 | 6.2
2019-12-23 20:00 | 21:00 | 11.1 | 44 | 5.2
2019-12-23 21:00 | 22:00 | 11.1 | 42 | 5.7
2019-12-23 22:00 | 23:00 | 11.1 | 42 | 6.2
2019-12-23 23:00 | 24:00 | 10 | 43 | 7.2
2019-12-24 | 1:00 | 8.9 | 47 | 5.7
2019-12-24 01:00 | 2:00 | 8.9 | 47 | 4.6
2019-12-24 02:00 | 3:00 | 7.2 | 52 | 4.6
2019-12-24 03:00 | 4:00 | 6.7 | 52 | 4.6
2019-12-24 04:00 | 5:00 | 6.7 | 52 | 5.2
2019-12-24 05:00 | 6:00 | 5 | 48 | 4.1
2019-12-24 06:00 | 7:00 | 4.4 | 48 | 3.6
2019-12-24 07:00 | 8:00 | 4.4 | 48 | 4.6
2019-12-24 08:00 | 9:00 | 4.4 | 46 | 5.7
2019-12-24 09:00 | 10:00 | 5.6 | 42 | 6.2
2019-12-24 10:00 | 11:00 | 5.6 | 42 | 6.2
2019-12-24 11:00 | 12:00 | 7.2 | 36 | 6.2
2019-12-24 12:00 | 13:00 | 7.8 | 33 | 8.2
2019-12-24 13:00 | 14:00 | 7.8 | 33 | 7.2
2019-12-24 14:00 | 15:00 | 7.8 | 29 | 7.7
2019-12-24 15:00 | 16:00 | 7.2 | 30 | 7.2
2019-12-24 16:00 | 17:00 | 7.2 | 30 | 5.7
2019-12-24 17:00 | 18:00 | 5.6 | 31 | 5.7
2019-12-24 18:00 | 19:00 | 5 | 31 | 6.2
2019-12-24 19:00 | 20:00 | 5 | 31 | 7.7
2019-12-24 20:00 | 21:00 | 3.9 | 35 | 4.1
2019-12-24 21:00 | 22:00 | 2.8 | 38 | 9.3
2019-12-24 22:00 | 23:00 | 2.8 | 38 | 7.2
2019-12-24 23:00 | 24:00 | 1.7 | 41 | 6.2
2019-12-25 | 1:00 | 1.1 | 43 | 6.2
2019-12-25 01:00 | 2:00 | 1.1 | 43 | 4.6
2019-12-25 02:00 | 3:00 | 0.6 | 45 | 4.1
2019-12-25 03:00 | 4:00 | 0 | 49 | 3.1
2019-12-25 04:00 | 5:00 | 0 | 49 | 0
2019-12-25 05:00 | 6:00 | 0 | 47 | 2.6
2019-12-25 06:00 | 7:00 | 0 | 49 | 0
2019-12-25 07:00 | 8:00 | 0 | 49 | 0
2019-12-25 08:00 | 9:00 | 1.7 | 46 | 1.5
2019-12-25 09:00 | 10:00 | 2.2 | 48 | 2.6
2019-12-25 10:00 | 11:00 | 2.2 | 48 | 2.1
2019-12-25 11:00 | 12:00 | 5 | 46 | 2.1
2019-12-25 12:00 | 13:00 | 5.6 | 51 | 3.1
2019-12-25 13:00 | 14:00 | 5.6 | 51 | 5.2
2019-12-25 14:00 | 15:00 | 4.4 | 58 | 8.2
2019-12-25 15:00 | 16:00 | 3.3 | 63 | 5.7
2019-12-25 16:00 | 17:00 | 3.3 | 63 | 3.6
2019-12-25 17:00 | 18:00 | 3.3 | 72 | 6.2
2019-12-25 18:00 | 19:00 | 2.8 | 75 | 6.2
2019-12-25 19:00 | 20:00 | 2.8 | 75 | 9.8
2019-12-25 20:00 | 21:00 | 1.7 | 74 | 9.8
2019-12-25 21:00 | 22:00 | 2.8 | 71 | 7.7
2019-12-25 22:00 | 23:00 | 2.8 | 71 | 8.2
2019-12-25 23:00 | 24:00 | 1.7 | 74 | 7.7
2019-12-26 | 1:00 | 2.2 | 71 | 7.7
2019-12-26 01:00 | 2:00 | 2.2 | 71 | 7.2
2019-12-26 02:00 | 3:00 | 1.7 | 70 | 7.2
2019-12-26 03:00 | 4:00 | 1.7 | 70 | 7.7
2019-12-26 04:00 | 5:00 | 1.7 | 70 | 9.3
2019-12-26 05:00 | 6:00 | 2.2 | 68 | 8.8
2019-12-26 06:00 | 7:00 | 1.7 | 64 | 7.7
2019-12-26 07:00 | 8:00 | 1.7 | 64 | 8.8
2019-12-26 08:00 | 9:00 | 3.3 | 66 | 8.8
2019-12-26 09:00 | 10:00 | 3.9 | 63 | 9.8
2019-12-26 10:00 | 11:00 | 3.9 | 63 | 11.3
2019-12-26 11:00 | 12:00 | 4.4 | 67 | 8.8
2019-12-26 12:00 | 13:00 | 4 | 64 | 7.7
2019-12-26 13:00 | 14:00 | 4.4 | 61 | 6.7
2019-12-26 14:00 | 15:00 | 2.8 | 62 | 6.7
2019-12-26 15:00 | 16:00 | 2.2 | 59 | 5.7
2019-12-26 16:00 | 17:00 | 2.2 | 59 | 6.2
2019-12-26 17:00 | 18:00 | 2.2 | 62 | 6.2
2019-12-26 18:00 | 19:00 | 1.7 | 64 | 5.7
2019-12-26 19:00 | 20:00 | 1.1 | 67 | 6.2
2019-12-26 20:00 | 21:00 | 1.7 | 67 | 5.7
2019-12-26 21:00 | 22:00 | 2.2 | 65 | 7.2
2019-12-26 22:00 | 23:00 | 2.2 | 65 | 6.7
2019-12-26 23:00 | 24:00 | 2.2 | 65 | 5.2
2019-12-27 | 1:00 | 2.2 | 65 | 6.7
2019-12-27 01:00 | 2:00 | 2.2 | 65 | 6.7
2019-12-27 02:00 | 3:00 | 2.2 | 68 | 8.2
2019-12-27 03:00 | 4:00 | 2.2 | 68 | 6.2
2019-12-27 04:00 | 5:00 | 2.2 | 68 | 4.1
2019-12-27 05:00 | 6:00 | 2.8 | 71 | 5.7
2019-12-27 06:00 | 7:00 | 2.2 | 78 | 5.2
2019-12-27 07:00 | 8:00 | 2.8 | 78 | 4.6
2019-12-27 08:00 | 9:00 | 4.4 | 76 | 6.2
2019-12-27 09:00 | 10:00 | 4.4 | 79 | 6.2
2019-12-27 10:00 | 11:00 | 5 | 79 | 6.2
2019-12-27 11:00 | 12:00 | 8.3 | 74 | 5.2
2019-12-27 12:00 | 13:00 | 9.4 | 68 | 5.7
2019-12-27 13:00 | 14:00 | 9.4 | 68 | 4.6
2019-12-27 14:00 | 15:00 | 10.6 | 65 | 6.2
2019-12-27 15:00 | 16:00 | 11.1 | 63 | 6.2
2019-12-27 16:00 | 17:00 | 11.1 | 63 | 6.2
2019-12-27 17:00 | 18:00 | 11.1 | 66 | 4.1
2019-12-27 18:00 | 19:00 | 11.1 | 66 | 6.2
2019-12-27 19:00 | 20:00 | 11.1 | 66 | 5.2
2019-12-27 20:00 | 21:00 | 10 | 71 | 4.1
2019-12-27 21:00 | 22:00 | 10 | 71 | 3.6
2019-12-27 22:00 | 23:00 | 10 | 71 | 3.1
2019-12-27 23:00 | 24:00 | 9.4 | 71 | 3.1
2019-12-28 | 1:00 | 10 | 68 | 3.1
2019-12-28 01:00 | 2:00 | 10 | 68 | 3.1
2019-12-28 02:00 | 3:00 | 8.9 | 68 | 0
2019-12-28 03:00 | 4:00 | 8.3 | 65 | 2.6
2019-12-28 04:00 | 5:00 | 8.3 | 65 | 3.6
2019-12-28 05:00 | 6:00 | 7.2 | 65 | 3.1
2019-12-28 06:00 | 7:00 | 6.7 | 65 | 2.1
2019-12-28 07:00 | 8:00 | 6.7 | 65 | 0
2019-12-28 08:00 | 9:00 | 7.2 | 63 | 1.5
2019-12-28 09:00 | 10:00 | 8.3 | 58 | 1.5
2019-12-28 10:00 | 11:00 | 8.3 | 58 | 4.1
2019-12-28 11:00 | 12:00 | 9.4 | 43 | 3.1
2019-12-28 12:00 | 13:00 | 10 | 39 | 2.6
2019-12-28 13:00 | 14:00 | 10 | 39 | 3.1
2019-12-28 14:00 | 15:00 | 10 | 36 | 3.6
2019-12-28 15:00 | 16:00 | 9.4 | 39 | 3.1
2019-12-28 16:00 | 17:00 | 9.4 | 39 | 2.6
2019-12-28 17:00 | 18:00 | 7.8 | 46 | 3.1
2019-12-28 18:00 | 19:00 | 7.2 | 48 | 3.1
2019-12-28 19:00 | 20:00 | 7.2 | 48 | 3.6
2019-12-28 20:00 | 21:00 | 5.6 | 51 | 2.6
2019-12-28 21:00 | 22:00 | 4.4 | 55 | 2.6
2019-12-28 22:00 | 23:00 | 4.4 | 55 | 4.1
2019-12-28 23:00 | 24:00 | 3.3 | 57 | 3.1
2019-12-29 | 1:00 | 3.3 | 57 | 3.6
2019-12-29 01:00 | 2:00 | 3.3 | 57 | 5.2
2019-12-29 02:00 | 3:00 | 2.2 | 59 | 5.2
2019-12-29 03:00 | 4:00 | 2.2 | 59 | 4.1
2019-12-29 04:00 | 5:00 | 2.2 | 59 | 4.1
2019-12-29 05:00 | 6:00 | 2.2 | 56 | 3.1
2019-12-29 06:00 | 7:00 | 2.8 | 51 | 3.6
2019-12-29 07:00 | 8:00 | 2.8 | 51 | 5.2
2019-12-29 08:00 | 9:00 | 3.3 | 49 | 5.7
2019-12-29 09:00 | 10:00 | 4.4 | 46 | 4.6
2019-12-29 10:00 | 11:00 | 4.4 | 46 | 5.2
2019-12-29 11:00 | 12:00 | 6.7 | 39 | 5.2
2019-12-29 12:00 | 13:00 | 5.6 | 46 | 4.6
2019-12-29 13:00 | 14:00 | 5.6 | 46 | 2.6
2019-12-29 14:00 | 15:00 | 5 | 51 | 4.6
2019-12-29 15:00 | 16:00 | 4.4 | 55 | 4.1
2019-12-29 16:00 | 17:00 | 4.4 | 55 | 3.1
2019-12-29 17:00 | 18:00 | 4.4 | 63 | 3.6
2019-12-29 18:00 | 19:00 | 4.4 | 63 | 3.1
2019-12-29 19:00 | 20:00 | 4.4 | 63 | 2.1
2019-12-29 20:00 | 21:00 | 3.9 | 72 | 5.2
2019-12-29 21:00 | 22:00 | 3.9 | 76 | 5.2
2019-12-29 22:00 | 23:00 | 3.9 | 76 | 4.1
2019-12-29 23:00 | 24:00 | 3.9 | 72 | 2.6
2019-12-30 | 1:00 | 3.3 | 79 | 3.6
2019-12-30 01:00 | 2:00 | 3.3 | 79 | 4.6
2019-12-30 02:00 | 3:00 | 3.3 | 85 | 3.6
2019-12-30 03:00 | 4:00 | 3.3 | 82 | 5.2
2019-12-30 04:00 | 5:00 | 2.8 | 82 | 4.6
2019-12-30 05:00 | 6:00 | 3.9 | 82 | 4.6
2019-12-30 06:00 | 7:00 | 4.4 | 83 | 4.6
2019-12-30 07:00 | 8:00 | 4.4 | 83 | 7.7
2019-12-30 08:00 | 9:00 | 3.9 | 82 | 7.2
2019-12-30 09:00 | 10:00 | 3.3 | 82 | 7.2
2019-12-30 10:00 | 11:00 | 3.3 | 82 | 9.3
2019-12-30 11:00 | 12:00 | 3.3 | 82 | 7.7
2019-12-30 12:00 | 13:00 | 3.3 | 82 | 7.7
2019-12-30 13:00 | 14:00 | 3.3 | 82 | 10.8
2019-12-30 14:00 | 15:00 | 3.9 | 79 | 14.9
2019-12-30 15:00 | 16:00 | 3 | 81 | 13.4
2019-12-30 16:00 | 17:00 | 3.3 | 79 | 8.8
2019-12-30 17:00 | 18:00 | 3.3 | 82 | 10.3
2019-12-30 18:00 | 19:00 | 3.9 | 79 | 9.3
2019-12-30 19:00 | 20:00 | 3.9 | 82 | 8.8
2019-12-30 20:00 | 21:00 | 2.8 | 82 | 8.2
2019-12-30 21:00 | 22:00 | 4 | 87 | 6.7
2019-12-30 22:00 | 23:00 | 3.9 | 86 | 8.8
2019-12-30 23:00 | 24:00 | 4.4 | 83 | 7.2
2019-12-31 | 1:00 | 5 | 86 | 7.2
2019-12-31 01:00 | 2:00 | 5 | 86 | 8.8
2019-12-31 02:00 | 3:00 | 5.6 | 85 | 9.8
2019-12-31 03:00 | 4:00 | 6 | 87 | 8.8
2019-12-31 04:00 | 5:00 | 6.1 | 86 | 6.7
2019-12-31 05:00 | 6:00 | 6.7 | 82 | 7.2
2019-12-31 06:00 | 7:00 | 6.7 | 82 | 6.7
2019-12-31 07:00 | 8:00 | 6.7 | 85 | 6.7
2019-12-31 08:00 | 9:00 | 6.7 | 85 | 7.2
2019-12-31 09:00 | 10:00 | 4.4 | 86 | 7.7
2019-12-31 10:00 | 11:00 | 4.4 | 86 | 6.2
2019-12-31 11:00 | 12:00 | 3.9 | 86 | 4.6
2019-12-31 12:00 | 13:00 | 3.9 | 82 | 6.7
2019-12-31 13:00 | 14:00 | 3.9 | 82 | 4.1
2019-12-31 14:00 | 15:00 | 3.3 | 82 | 5.2
2019-12-31 15:00 | 16:00 | 3.3 | 82 | 4.6
2019-12-31 16:00 | 17:00 | 3.3 | 82 | 4.1
2019-12-31 17:00 | 18:00 | 3.3 | 82 | 4.6
2019-12-31 18:00 | 19:00 | 3.9 | 79 | 3.6
2019-12-31 19:00 | 20:00 | 3.9 | 79 | 8.8
2019-12-31 20:00 | 21:00 | 3.9 | 79 | 7.7
2019-12-31 21:00 | 22:00 | 3.9 | 79 | 7.7
2019-12-31 22:00 | 23:00 | 4.4 | 76 | 7.2
2019-12-31 23:00 | 24:00 | 4.4 | 76 | 7.2

## siteMsmnts
siteMsmnts
item | average | max | min | number | units | Measurements from a site audit.
toilets | 1.3 |  |  |  | gpf
bathroom sinks | 0.5 |  |  |  | gpm
kitchen sinks | 2.2
showers | 1.33 |  |  |  | gpm
temperature of hot water | 102 | 120 | 84 |  | °F
bathroom exhaust fans |  |  |  |  | cfm
kitchen exhaust fans |  |  |  |  | cfm
interior temperatures |  |  |  |  | °F

## HEA
Data from HEA |  |  |  | This is information about the building gathered from one, two, or three years of historical utility billing data, for electricity, water, and natural gas if any. Monthly data is analyzed to determine these parameters. Usage for space heating and cooling are normalized to a year with average weather.
parameter | value | units
eleckWh | 149000 | kWh
gasTherms | 15700 | therms
waterGallons | 954000 | gallons
siteNrgMMBtu | 2112 | MMBtu |  | Total site energy including electricity and natural gas expressed in millions of Btu.
cost | 85000 | dollars |  | Total cost of electric, gas, and water utilities.
EUI | 100.6 | kBtu/ft2 |  | Energy use index. Total energy use from all sources in thousands of Btu per square foot of gross area.
waterGpdBrAll | 62 | gallons per day per bedroom |  | This metric is for residential buildings.
waterGpdBrRes | 62 | gallons per day per bedroom
CO2ekgFt2 | 6 | kg of CO2e per ft2 gross
DHWkWh | 0 | kWh |  | DHW is domestic hot water. This line is for the portion of electricity that is used for heating DHW.
DHWtherms | 6753 | therms |  | This line is for the portion of natural gas that is used for heating DHW.
DHWkBtuFt2 | 32.7 | kBtu/ft2 |  | This line is for the total electricity and gas expressed as kBtu used for heating DHW per square foot of gross area.
spHeatkWh | 0 | kWh |  | Space heat electricity. Even buildings that are heated by natural gas use some electricity for burner fans and controls.
spHeatTherms | 8933 | therms |  | Space heat gas.
spHeatkBtuFt2 | 43.2 | kBtu/ft2 |  | This line is for the total electricity and gas expressed as kBtu used for space heating per square foot of gross area.
spClgkWh | 26169 | kWh |  | Space cooling.
spClgkBtuFt2 | 4.3 | kBtu/ft2
nonHVACkWh | 124000 | kWh |  | Non-HVAC electricity usage is the "baseload" electricity used for lights, appliances, plug loads and similar items. It does not include electricity used for space heating or cooling or for domestic hot water.
nonHVACkBtuFt2 | 20.4 | kBtu/ft2
gasApplTherms | 360 | therms
Monthly electricity usage
units | Jan | Feb | Mar | Apr | May | Jun | Jul | Aug | Sep | Oct | Nov | Dec
kWh | 11734 | 12375.5 | 10536.5 | 9407.8 | 10382.5 | 14363 | 17843 | 18521 | 13590.5 | 10595.2 | 10043 | 10205.5 | Montly profile of total electricity use for the building in a year of average weather, drawn from an analysis of historical billing data.
Monthly gas usage
units | Jan | Feb | Mar | Apr | May | Jun | Jul | Aug | Sep | Oct | Nov | Dec
therms | 2461.379 | 2820.1014 | 1428.7735 | 1363.6346 | 730.1533 | 562.3621 | 434.1231 | 516.3197 | 432.9339 | 1286.6708 | 1397.1045 | 2247.2396 | Montly profile of total gas use for the building in a year of average weather, drawn from an analysis of historical billing data.
Monthly water usage
units | Jan | Feb | Mar | Apr | May | Jun | Jul | Aug | Sep | Oct | Nov | Dec
gallonsAll | 79901.36 | 85227.12 | 63378.04 | 70102.56 | 82870.92 | 89288.76 | 83723.64 | 88069.52 | 73371.32 | 80237.96 | 82205.2 | 75518.08 | Montly profile of total water use for the building, drawn from an analysis of historical billing data.
gallonsRes | 79901.36 | 85227.12 | 63378.04 | 70102.56 | 82870.92 | 89288.76 | 83723.64 | 88069.52 | 73371.32 | 80237.96 | 82205.2 | 75518.08
Unit costs for utilities and CO2 factors
item | Jan: value; Feb: units
costElectricity | Jan: 0.2506; Feb: $ per kWh; Apr: Unit cost information is extracted from the historical utility billing data. It should be an average of the most recent year. This is a blended average including all energy, demand, and fixed costs.
costGas | Jan: 1.22; Feb: $ per therm
costWater | Jan: 0.03; Feb: $ per gallon
carbonElectricity | Jan: 0.2839; Feb: kg of CO2e per kWh; Apr: Carbon factors for electricity should be from the state, regional, or national grid. Units are kg of CO2 equivalent per kWh of electricity consumed at the site. The EPA is one source for such factors.
carbonGas | Jan: 5.31; Feb: kg of CO2e per therm; Apr: Carbon factors for natural gas are quite standard. Units are kg of CO2 equivalent per therm consumed at the site.
12.68
5.7636